{"text_format":"1","workbook":"xlsx","n_sheets":8,"sheets":["Instructions","Assump","Ctrl","ePrice","Calc","Out","Potential","Bk"],"not_rendered":{"charts":5,"images":0,"macros":1,"external_links":0,"defined_names":84,"comments":12,"pivot_tables":0},"unopened":[],"bounds":{"document_bytes":16777216,"sheet_cells":100000,"rows_first":2000,"rows_last":500,"rows_between":2000,"halvings":0,"cell_chars":16384,"cell_head_chars":4096},"cells_cut":0,"cells_raw":0,"read":"whole","date_system":"1900"}

{"sheet":"Instructions","index":0,"n_rows":39,"n_cols":2,"rows_kept":39,"cut":false,"hidden":false,"merged":[]}
["Purpose"]
["This spreadsheet allows estimation of the costs and benefits of implementing dual-fuel industrial process heat facilities - ie, electricity heating (electro boiler or heat pump) plus a combustion boiler."]
["It models the overall costs from single-fuel operation (both entirely electric, or entirely combustion fuel - whether that be gas, coal or biomass), and compares them with the costs from dual-fuel operation."]
["When calculating the costs from dual-fuel operation, it models which fuel will be cheapest on an hour-by-hour basis across the pattern of electricity prices that are likely to be experienced in the future, taking into account the likely variation in cost of the combustion fuel from operating in dual fuel mode."]
["It allows for exploration of the impact of variations in the patterns in industrial energy demand (eg, 24/7 versus 9-to-5, or within-year variations), as well as variations in the average level of electricity and combustion fuels as well as the 'shape' of prices of such fuels."]
[]
["Structure of model"]
["The model is comprised of a small number of tab, as follows:"]
["Ctrl","This tab is where the user specifies the various characterstics of the industrial site (size and pattern of heat load), and various defining parameters for the fuel prices"]
["Assump","This contains a number of constants and input assumptions.  The demand shape and network price input assumptions have some pre-specified values, but there are also some 'spare' spaces where a user can specify bespoke values that can be called up for use in the model."]
["ePrice","This contains the database of different electricity price profiles to represent likely patterns of prices in a highly-renewable electricity system.  The user specifies in the Ctrl tab which pattern of prices to use."]
["Calc","This tab undertakes the hour-by-hour calculation of which fuel is cheapest to use when the model is in dual-fuel operation.  The model does this evaluation for three different decision time-frames:  1) If the decision can be made on an hour-by-hour basis.  2) If the decision needs to be made on a day-by-day basis, based on which fuel is cheapest on average over the whole day. 3) If the decision needs to be made on a week-by-week basis, based on which fuel is cheapest on average over the whole week.  These latter two modes reflect the fact that some industrial sites may not have the flexibility to dynamically switch between fuels on an hour-by-hour basis."]
["Out","This tab presents the results of the various calculations, highlighting the overall costs and benefits of the different modes of operation, taking into account the fuel costs (including any network costs), plus capital and non-fuel operating costs."]
["Potential","This tab contains some stand-alone analyses for the potential for dual fuel operation and its impact on the need for fossil generation.  It is not used in any part of the model and could be deleted by EECA before releasing the model to external parties"]
[]
["Operating the model"]
["The model uses a visual basic macro, so when the model is first opened, the user should specify that macros are enabled."]
[]
["The user must specify the various characterstics of the site and fuel prices in the Ctrl tab and Assump tab."]
["This is either achieved through the use of pull-down menus, or through entering values in green-shaded cells.  The parameters that need to be specified are:"]
["Site characteristics"]
[null,"The combustion fuel to compare against electricity, selected by a drop-down menu."]
[null,"The peak heat load requirement, and the pattern of demand, the latter selected through the use of drop-down menus.  If an appropriate demand pattern is not already specified, the user can input a bespoke demand pattern in one of the 'spare' rows in the Assump tab and give the pattern an appropriate name."]
[null,"The coefficients of performance for the electric and combustion fuel options."]
["Network prices"]
[null,"This is specified by using a drop-down menu to choose which network prices to choose for the electricity and (if appropriate) the gas option.  If a particular set of network prices aren't already saved, the user can input a bespoke set of network prices in the Assump tab, and give the network prices an appropriate name."]
[null,"Note: A network price for the combustion fuel only needs to be specified if the combustion fuel is gas, not if it is coal or biomass."]
["Fuel prices"]
[null,"The user needs to specify the scenario the shape of electricity prices, as well as the time-weighted average electricity price."]
[null,"For the combustion fuel, the user needs to specify the baseload fuel price, as well as parameters which will estimate how the $/GJ price of the fuel will increase at progressively lower capacity factors.  The exception is for gas where there is a drop-down option which also allows for an alternative approach to be used to calculate the gas price, based on the observed historical relationship between gas prices and electricity prices"]
[null,"After specifying the fuel price parameters, and the network prices, the user should hit the button labelled 'Calculate combustion fuel price'.  This will perform the iteration which determines the stable capacity factor of operation and associated fuel price, noting there is a circularity between combustion fuel price and capacity factor of operation"]
["Other non-fuel costs and financial evaluation specifications"]
[null,"The user needs to specify the non-fuel electric and combustion fuel appliance costs"]
[null,"Additionally, the user needs to specify the parameters to perform the overall present value calculation comparing the single fuel and dual fuel options."]
[]
["The subsequent output from the model is in the Out tab.  This details:"]
[null,"The optimal operating patterns (expressed in capacity factors for each of the fuels)"]
[null,"The wholesale and network costs for the different fuels for the different site configurations, split between the different cost components.  This is expressed in $k, plus reported on a $/MWh or $/GJ basis for reporting purposes, including variablising fixed costs for such reporting purposes."]
[null,"The non-fuel appliance costs of the different options, plus an overall evaluation of the present value of the different cost components for the different configurations."]

{"sheet":"Assump","index":1,"n_rows":141,"n_cols":170,"rows_kept":141,"cut":false,"hidden":false,"merged":[]}
["This tab contains various inputs to the model"]
["Constants"]
["Days in yr",365.24,null,"GJ per MWh",3.6,null,"MJ per scm of gas",37,null,null,"List of non-electric fuels that can be evaluated"]
["Hrs in yr",{"$f":"Days_in_yr*Hrs_in_dy","v":8765.76},null,"Gas emissions factor (tCO2/GJ)",5.2999999999999999E-2,null,null,null,null,null,"Gas",null,null,"1) Derive from specified baseload price and fuel flexibility shape, plus carbon price",{"$f":"IF(Other_fuel=\"Gas\",N4,\"NA for \"&Other_fuel)","v":"1) Derive from specified baseload price and fuel flexibility shape, plus carbon price"}]
["Mths in yr",12,null,"Coal emisisons (tCO2/GJ)",8.9099999999999999E-2,null,null,null,null,null,"Coal",null,null,"2) Based on observed historical relationship between electricity price and gas prices",{"$f":"IF(Other_fuel=\"Gas\",N5,\"NA for \"&Other_fuel)","v":"2) Based on observed historical relationship between electricity price and gas prices"}]
["Hrs in dy",24,null,"Biomass emissions factor (tCO2/GJ)",0,null,null,null,null,null,"Biomass"]
[]
["Demand profiles (as % of max demand)"]
["Within-year"]
[null,null,"Month"]
[null,"Season:","Sum","Sum","Shl","Shl","Shl","Win","Win","Win","Shl","Shl","Sum","Sum"]
["Scen #","Sc Name",1,2,3,4,5,6,7,8,9,10,11,12]
[1,"Flat",1,1,1,1,1,1,1,1,1,1,1,1]
[2,"Winter peaking",0,0.15,0.35,0.5,0.9,1,1,0.9,0.5,0.35,0.15,0]
[3,"Dairy",0.64047833533817744,0.53734554141293522,0.50122258231192796,0.5538072646887986,0.41205290112198351,0.20569183080691902,0.26631019628690211,0.69904249160949716,0.9564348290060507,1,0.93459647715134997,0.80083516575099611]
[4,"Spare A"]
[5,"Spare B"]
[6,"Spare C"]
[7,"Spare D"]
[8,"Spare E"]
[9,"Spare F"]
[10,"Spare G"]
[11,"Spare H"]
[12,"Spare I"]
[13,"Spare J"]
[14,"Spare K"]
[15,"Spare L"]
[16,"Spare M"]
["B B B B B B","B B B B B B","B B B B B B","B B B B B B","B B B B B B","B B B B B B","B B B B B B","B B B B B B","B B B B B B","B B B B B B","B B B B B B","B B B B B B","B B B B B B","B B B B B B","Max Sum","Max Win"]
[3,"Chosen",{"$f":"INDEX(C$13:C$29,Prof_WY)","v":0.64047833533817744},{"$f":"INDEX(D$13:D$29,Prof_WY)","v":0.53734554141293522},{"$f":"INDEX(E$13:E$29,Prof_WY)","v":0.50122258231192796},{"$f":"INDEX(F$13:F$29,Prof_WY)","v":0.5538072646887986},{"$f":"INDEX(G$13:G$29,Prof_WY)","v":0.41205290112198351},{"$f":"INDEX(H$13:H$29,Prof_WY)","v":0.20569183080691902},{"$f":"INDEX(I$13:I$29,Prof_WY)","v":0.26631019628690211},{"$f":"INDEX(J$13:J$29,Prof_WY)","v":0.69904249160949716},{"$f":"INDEX(K$13:K$29,Prof_WY)","v":0.9564348290060507},{"$f":"INDEX(L$13:L$29,Prof_WY)","v":1},{"$f":"INDEX(M$13:M$29,Prof_WY)","v":0.93459647715134997},{"$f":"INDEX(N$13:N$29,Prof_WY)","v":0.80083516575099611},{"$f":"MAX(C30:F30,L30:N30)","v":1},{"$f":"MAX(G30:K30)","v":0.9564348290060507}]
[]
["Within-day/week"]
[null,"Day of week",1,2,3,4,5,6,7]
[null,"WD/WE","WD","WD","WD","WD","WD","WE","WE"]
[]
[null,"Day of week",1,1,1,1,1,1,1,1,1,1,1,1,1,1,1,1,1,1,1,1,1,1,1,1,2,2,2,2,2,2,2,2,2,2,2,2,2,2,2,2,2,2,2,2,2,2,2,2,3,3,3,3,3,3,3,3,3,3,3,3,3,3,3,3,3,3,3,3,3,3,3,3,4,4,4,4,4,4,4,4,4,4,4,4,4,4,4,4,4,4,4,4,4,4,4,4,5,5,5,5,5,5,5,5,5,5,5,5,5,5,5,5,5,5,5,5,5,5,5,5,6,6,6,6,6,6,6,6,6,6,6,6,6,6,6,6,6,6,6,6,6,6,6,6,7,7,7,7,7,7,7,7,7,7,7,7,7,7,7,7,7,7,7,7,7,7,7,7]
[null,"Hr",1,2,3,4,5,6,7,8,9,10,11,12,13,14,15,16,17,18,19,20,21,22,23,24,1,2,3,4,5,6,7,8,9,10,11,12,13,14,15,16,17,18,19,20,21,22,23,24,1,2,3,4,5,6,7,8,9,10,11,12,13,14,15,16,17,18,19,20,21,22,23,24,1,2,3,4,5,6,7,8,9,10,11,12,13,14,15,16,17,18,19,20,21,22,23,24,1,2,3,4,5,6,7,8,9,10,11,12,13,14,15,16,17,18,19,20,21,22,23,24,1,2,3,4,5,6,7,8,9,10,11,12,13,14,15,16,17,18,19,20,21,22,23,24,1,2,3,4,5,6,7,8,9,10,11,12,13,14,15,16,17,18,19,20,21,22,23,24]
["Scen #","Profile Name:"]
[1,"Flat",1,1,1,1,1,1,1,1,1,1,1,1,1,1,1,1,1,1,1,1,1,1,1,1,{"$f":"C39","v":1},1,1,1,1,1,1,1,1,1,{"$f":"M39","v":1},1,1,1,1,1,1,1,1,1,{"$f":"W39","v":1},1,1,1,1,1,1,1,1,1,{"$f":"AG39","v":1},1,1,1,1,1,1,1,1,1,{"$f":"AQ39","v":1},1,1,1,1,1,1,1,1,1,{"$f":"BA39","v":1},1,1,1,1,1,1,1,1,1,{"$f":"BK39","v":1},1,1,1,1,1,1,1,1,1,{"$f":"BU39","v":1},1,1,1,1,1,1,1,1,1,{"$f":"CE39","v":1},1,1,1,1,1,1,1,1,1,{"$f":"CO39","v":1},1,1,1,1,1,1,1,1,1,{"$f":"CY39","v":1},1,1,1,1,1,1,1,1,1,{"$f":"DI39","v":1},1,1,1,1,1,1,1,1,1,{"$f":"DS39","v":1},1,1,1,1,1,1,1,1,1,{"$f":"EC39","v":1},1,1,1,1,1,1,1,1,1,{"$f":"EM39","v":1},1,1,1]
[2,"Daytime",0,0,0,0,0,0,0.5,1,1,1,1,1,1,1,1,1,1,1,0.5,0,0,0,0,0,0,0,0,0,0,0,0.5,1,1,1,1,1,1,1,1,1,1,1,0.5,0,0,0,0,0,0,0,0,0,0,0,0.5,1,1,1,1,1,1,1,1,1,1,1,0.5,0,0,0,0,0,0,0,0,0,0,0,0.5,1,1,1,1,1,1,1,1,1,1,1,0.5,0,0,0,0,0,0,0,0,0,0,0,0.5,1,1,1,1,1,1,1,1,1,1,1,0.5,0,0,0,0,0,0,0,0,0,0,0,0.5,1,1,1,1,1,1,1,1,1,1,1,0.5,0,0,0,0,0,0,0,0,0,0,0,0.5,1,1,1,1,1,1,1,1,1,1,1,0.5,0,0,0,0,0]
[3,"BD Daytime",0,0,0,0,0,0,0.5,1,1,1,1,1,1,1,1,1,1,1,0.5,0,0,0,0,0,{"$f":"C41","v":0},0,0,0,0,0,0.5,1,1,1,1,1,1,1,1,1,1,1,0.5,0,0,0,0,0,0,0,0,0,0,0,0.5,1,{"$f":"AI41","v":1},1,1,1,1,1,1,1,1,1,0.5,0,0,0,0,0,0,0,0,0,0,0,0.5,1,1,1,1,1,1,1,1,1,{"$f":"BO41","v":1},1,0.5,0,0,0,0,0,0,0,0,0,0,0,0.5,1,1,1,1,1,1,1,1,1,1,1,0.5,0,0,0,0,0,0,0,0,0,0,0,0,0,0,0,0,0,0,0,0,0,0,0,0,0,0,0,0,0,{"$f":"DS41","v":0},0,0,0,0,0,0,0,0,0,0,0,0,0,0,0,0,0,0,0,0,0,0,0]
[4,"Spare A"]
[5,"Spare B"]
[6,"Spare C"]
[7,"Spare D"]
[8,"Spare E"]
[9,"Spare F"]
[10,"Spare G"]
[11,"Spare H"]
[12,"Spare I"]
[13,"Spare J"]
[14,"Spare K"]
[15,"Spare L"]
[16,"Spare M"]
["B B B B B","B B B B B","B B B B B","B B B B B","B B B B B","B B B B B","B B B B B","B B B B B","B B B B B","B B B B B","B B B B B","B B B B B","B B B B B","B B B B B","B B B B B","B B B B B","B B B B B","B B B B B","B B B B B","B B B B B","B B B B B","B B B B B","B B B B B","B B B B B","B B B B B","B B B B B","B B B B B","B B B B B","B B B B B","B B B B B","B B B B B","B B B B B","B B B B B","B B B B B","B B B B B","B B B B B","B B B B B","B B B B B","B B B B B","B B B B B","B B B B B","B B B B B","B B B B B","B B B B B","B B B B B","B B B B B","B B B B B","B B B B B","B B B B B","B B B B B","B B B B B","B B B B B","B B B B B","B B B B B","B B B B B","B B B B B","B B B B B","B B B B B","B B B B B","B B B B B","B B B B B","B B B B B","B B B B B","B B B B B","B B B B B","B B B B B","B B B B B","B B B B B","B B B B B","B B B B B","B B B B B","B B B B B","B B B B B","B B B B B","B B B B B","B B B B B","B B B B B","B B B B B","B B B B B","B B B B B","B B B B B","B B B B B","B B B B B","B B B B B","B B B B B","B B B B B","B B B B B","B B B B B","B B B B B","B B B B B","B B B B B","B B B B B","B B B B B","B B B B B","B B B B B","B B B B B","B B B B B","B B B B B","B B B B B","B B B B B","B B B B B","B B B B B","B B B B B","B B B B B","B B B B B","B B B B B","B B B B B","B B B B B","B B B B B","B B B B B","B B B B B","B B B B B","B B B B B","B B B B B","B B B B B","B B B B B","B B B B B","B B B B B","B B B B B","B B B B B","B B B B B","B B B B B","B B B B B","B B B B B","B B B B B","B B B B B","B B B B B","B B B B B","B B B B B","B B B B B","B B B B B","B B B B B","B B B B B","B B B B B","B B B B B","B B B B B","B B B B B","B B B B B","B B B B B","B B B B B","B B B B B","B B B B B","B B B B B","B B B B B","B B B B B","B B B B B","B B B B B","B B B B B","B B B B B","B B B B B","B B B B B","B B B B B","B B B B B","B B B B B","B B B B B","B B B B B","B B B B B","B B B B B","B B B B B","B B B B B","B B B B B","B B B B B","B B B B B","B B B B B","B B B B B","B B B B B","B B B B B","B B B B B","B B B B B","B B B B B"]
[1,"Chosen",{"$f":"INDEX(C$39:C$55,Prof_WW)","v":1},{"$f":"INDEX(D$39:D$55,Prof_WW)","v":1},{"$f":"INDEX(E$39:E$55,Prof_WW)","v":1},{"$f":"INDEX(F$39:F$55,Prof_WW)","v":1},{"$f":"INDEX(G$39:G$55,Prof_WW)","v":1},{"$f":"INDEX(H$39:H$55,Prof_WW)","v":1},{"$f":"INDEX(I$39:I$55,Prof_WW)","v":1},{"$f":"INDEX(J$39:J$55,Prof_WW)","v":1},{"$f":"INDEX(K$39:K$55,Prof_WW)","v":1},{"$f":"INDEX(L$39:L$55,Prof_WW)","v":1},{"$f":"INDEX(M$39:M$55,Prof_WW)","v":1},{"$f":"INDEX(N$39:N$55,Prof_WW)","v":1},{"$f":"INDEX(O$39:O$55,Prof_WW)","v":1},{"$f":"INDEX(P$39:P$55,Prof_WW)","v":1},{"$f":"INDEX(Q$39:Q$55,Prof_WW)","v":1},{"$f":"INDEX(R$39:R$55,Prof_WW)","v":1},{"$f":"INDEX(S$39:S$55,Prof_WW)","v":1},{"$f":"INDEX(T$39:T$55,Prof_WW)","v":1},{"$f":"INDEX(U$39:U$55,Prof_WW)","v":1},{"$f":"INDEX(V$39:V$55,Prof_WW)","v":1},{"$f":"INDEX(W$39:W$55,Prof_WW)","v":1},{"$f":"INDEX(X$39:X$55,Prof_WW)","v":1},{"$f":"INDEX(Y$39:Y$55,Prof_WW)","v":1},{"$f":"INDEX(Z$39:Z$55,Prof_WW)","v":1},{"$f":"INDEX(AA$39:AA$55,Prof_WW)","v":1},{"$f":"INDEX(AB$39:AB$55,Prof_WW)","v":1},{"$f":"INDEX(AC$39:AC$55,Prof_WW)","v":1},{"$f":"INDEX(AD$39:AD$55,Prof_WW)","v":1},{"$f":"INDEX(AE$39:AE$55,Prof_WW)","v":1},{"$f":"INDEX(AF$39:AF$55,Prof_WW)","v":1},{"$f":"INDEX(AG$39:AG$55,Prof_WW)","v":1},{"$f":"INDEX(AH$39:AH$55,Prof_WW)","v":1},{"$f":"INDEX(AI$39:AI$55,Prof_WW)","v":1},{"$f":"INDEX(AJ$39:AJ$55,Prof_WW)","v":1},{"$f":"INDEX(AK$39:AK$55,Prof_WW)","v":1},{"$f":"INDEX(AL$39:AL$55,Prof_WW)","v":1},{"$f":"INDEX(AM$39:AM$55,Prof_WW)","v":1},{"$f":"INDEX(AN$39:AN$55,Prof_WW)","v":1},{"$f":"INDEX(AO$39:AO$55,Prof_WW)","v":1},{"$f":"INDEX(AP$39:AP$55,Prof_WW)","v":1},{"$f":"INDEX(AQ$39:AQ$55,Prof_WW)","v":1},{"$f":"INDEX(AR$39:AR$55,Prof_WW)","v":1},{"$f":"INDEX(AS$39:AS$55,Prof_WW)","v":1},{"$f":"INDEX(AT$39:AT$55,Prof_WW)","v":1},{"$f":"INDEX(AU$39:AU$55,Prof_WW)","v":1},{"$f":"INDEX(AV$39:AV$55,Prof_WW)","v":1},{"$f":"INDEX(AW$39:AW$55,Prof_WW)","v":1},{"$f":"INDEX(AX$39:AX$55,Prof_WW)","v":1},{"$f":"INDEX(AY$39:AY$55,Prof_WW)","v":1},{"$f":"INDEX(AZ$39:AZ$55,Prof_WW)","v":1},{"$f":"INDEX(BA$39:BA$55,Prof_WW)","v":1},{"$f":"INDEX(BB$39:BB$55,Prof_WW)","v":1},{"$f":"INDEX(BC$39:BC$55,Prof_WW)","v":1},{"$f":"INDEX(BD$39:BD$55,Prof_WW)","v":1},{"$f":"INDEX(BE$39:BE$55,Prof_WW)","v":1},{"$f":"INDEX(BF$39:BF$55,Prof_WW)","v":1},{"$f":"INDEX(BG$39:BG$55,Prof_WW)","v":1},{"$f":"INDEX(BH$39:BH$55,Prof_WW)","v":1},{"$f":"INDEX(BI$39:BI$55,Prof_WW)","v":1},{"$f":"INDEX(BJ$39:BJ$55,Prof_WW)","v":1},{"$f":"INDEX(BK$39:BK$55,Prof_WW)","v":1},{"$f":"INDEX(BL$39:BL$55,Prof_WW)","v":1},{"$f":"INDEX(BM$39:BM$55,Prof_WW)","v":1},{"$f":"INDEX(BN$39:BN$55,Prof_WW)","v":1},{"$f":"INDEX(BO$39:BO$55,Prof_WW)","v":1},{"$f":"INDEX(BP$39:BP$55,Prof_WW)","v":1},{"$f":"INDEX(BQ$39:BQ$55,Prof_WW)","v":1},{"$f":"INDEX(BR$39:BR$55,Prof_WW)","v":1},{"$f":"INDEX(BS$39:BS$55,Prof_WW)","v":1},{"$f":"INDEX(BT$39:BT$55,Prof_WW)","v":1},{"$f":"INDEX(BU$39:BU$55,Prof_WW)","v":1},{"$f":"INDEX(BV$39:BV$55,Prof_WW)","v":1},{"$f":"INDEX(BW$39:BW$55,Prof_WW)","v":1},{"$f":"INDEX(BX$39:BX$55,Prof_WW)","v":1},{"$f":"INDEX(BY$39:BY$55,Prof_WW)","v":1},{"$f":"INDEX(BZ$39:BZ$55,Prof_WW)","v":1},{"$f":"INDEX(CA$39:CA$55,Prof_WW)","v":1},{"$f":"INDEX(CB$39:CB$55,Prof_WW)","v":1},{"$f":"INDEX(CC$39:CC$55,Prof_WW)","v":1},{"$f":"INDEX(CD$39:CD$55,Prof_WW)","v":1},{"$f":"INDEX(CE$39:CE$55,Prof_WW)","v":1},{"$f":"INDEX(CF$39:CF$55,Prof_WW)","v":1},{"$f":"INDEX(CG$39:CG$55,Prof_WW)","v":1},{"$f":"INDEX(CH$39:CH$55,Prof_WW)","v":1},{"$f":"INDEX(CI$39:CI$55,Prof_WW)","v":1},{"$f":"INDEX(CJ$39:CJ$55,Prof_WW)","v":1},{"$f":"INDEX(CK$39:CK$55,Prof_WW)","v":1},{"$f":"INDEX(CL$39:CL$55,Prof_WW)","v":1},{"$f":"INDEX(CM$39:CM$55,Prof_WW)","v":1},{"$f":"INDEX(CN$39:CN$55,Prof_WW)","v":1},{"$f":"INDEX(CO$39:CO$55,Prof_WW)","v":1},{"$f":"INDEX(CP$39:CP$55,Prof_WW)","v":1},{"$f":"INDEX(CQ$39:CQ$55,Prof_WW)","v":1},{"$f":"INDEX(CR$39:CR$55,Prof_WW)","v":1},{"$f":"INDEX(CS$39:CS$55,Prof_WW)","v":1},{"$f":"INDEX(CT$39:CT$55,Prof_WW)","v":1},{"$f":"INDEX(CU$39:CU$55,Prof_WW)","v":1},{"$f":"INDEX(CV$39:CV$55,Prof_WW)","v":1},{"$f":"INDEX(CW$39:CW$55,Prof_WW)","v":1},{"$f":"INDEX(CX$39:CX$55,Prof_WW)","v":1},{"$f":"INDEX(CY$39:CY$55,Prof_WW)","v":1},{"$f":"INDEX(CZ$39:CZ$55,Prof_WW)","v":1},{"$f":"INDEX(DA$39:DA$55,Prof_WW)","v":1},{"$f":"INDEX(DB$39:DB$55,Prof_WW)","v":1},{"$f":"INDEX(DC$39:DC$55,Prof_WW)","v":1},{"$f":"INDEX(DD$39:DD$55,Prof_WW)","v":1},{"$f":"INDEX(DE$39:DE$55,Prof_WW)","v":1},{"$f":"INDEX(DF$39:DF$55,Prof_WW)","v":1},{"$f":"INDEX(DG$39:DG$55,Prof_WW)","v":1},{"$f":"INDEX(DH$39:DH$55,Prof_WW)","v":1},{"$f":"INDEX(DI$39:DI$55,Prof_WW)","v":1},{"$f":"INDEX(DJ$39:DJ$55,Prof_WW)","v":1},{"$f":"INDEX(DK$39:DK$55,Prof_WW)","v":1},{"$f":"INDEX(DL$39:DL$55,Prof_WW)","v":1},{"$f":"INDEX(DM$39:DM$55,Prof_WW)","v":1},{"$f":"INDEX(DN$39:DN$55,Prof_WW)","v":1},{"$f":"INDEX(DO$39:DO$55,Prof_WW)","v":1},{"$f":"INDEX(DP$39:DP$55,Prof_WW)","v":1},{"$f":"INDEX(DQ$39:DQ$55,Prof_WW)","v":1},{"$f":"INDEX(DR$39:DR$55,Prof_WW)","v":1},{"$f":"INDEX(DS$39:DS$55,Prof_WW)","v":1},{"$f":"INDEX(DT$39:DT$55,Prof_WW)","v":1},{"$f":"INDEX(DU$39:DU$55,Prof_WW)","v":1},{"$f":"INDEX(DV$39:DV$55,Prof_WW)","v":1},{"$f":"INDEX(DW$39:DW$55,Prof_WW)","v":1},{"$f":"INDEX(DX$39:DX$55,Prof_WW)","v":1},{"$f":"INDEX(DY$39:DY$55,Prof_WW)","v":1},{"$f":"INDEX(DZ$39:DZ$55,Prof_WW)","v":1},{"$f":"INDEX(EA$39:EA$55,Prof_WW)","v":1},{"$f":"INDEX(EB$39:EB$55,Prof_WW)","v":1},{"$f":"INDEX(EC$39:EC$55,Prof_WW)","v":1},{"$f":"INDEX(ED$39:ED$55,Prof_WW)","v":1},{"$f":"INDEX(EE$39:EE$55,Prof_WW)","v":1},{"$f":"INDEX(EF$39:EF$55,Prof_WW)","v":1},{"$f":"INDEX(EG$39:EG$55,Prof_WW)","v":1},{"$f":"INDEX(EH$39:EH$55,Prof_WW)","v":1},{"$f":"INDEX(EI$39:EI$55,Prof_WW)","v":1},{"$f":"INDEX(EJ$39:EJ$55,Prof_WW)","v":1},{"$f":"INDEX(EK$39:EK$55,Prof_WW)","v":1},{"$f":"INDEX(EL$39:EL$55,Prof_WW)","v":1},{"$f":"INDEX(EM$39:EM$55,Prof_WW)","v":1},{"$f":"INDEX(EN$39:EN$55,Prof_WW)","v":1},{"$f":"INDEX(EO$39:EO$55,Prof_WW)","v":1},{"$f":"INDEX(EP$39:EP$55,Prof_WW)","v":1},{"$f":"INDEX(EQ$39:EQ$55,Prof_WW)","v":1},{"$f":"INDEX(ER$39:ER$55,Prof_WW)","v":1},{"$f":"INDEX(ES$39:ES$55,Prof_WW)","v":1},{"$f":"INDEX(ET$39:ET$55,Prof_WW)","v":1},{"$f":"INDEX(EU$39:EU$55,Prof_WW)","v":1},{"$f":"INDEX(EV$39:EV$55,Prof_WW)","v":1},{"$f":"INDEX(EW$39:EW$55,Prof_WW)","v":1},{"$f":"INDEX(EX$39:EX$55,Prof_WW)","v":1},{"$f":"INDEX(EY$39:EY$55,Prof_WW)","v":1},{"$f":"INDEX(EZ$39:EZ$55,Prof_WW)","v":1},{"$f":"INDEX(FA$39:FA$55,Prof_WW)","v":1},{"$f":"INDEX(FB$39:FB$55,Prof_WW)","v":1},{"$f":"INDEX(FC$39:FC$55,Prof_WW)","v":1},{"$f":"INDEX(FD$39:FD$55,Prof_WW)","v":1},{"$f":"INDEX(FE$39:FE$55,Prof_WW)","v":1},{"$f":"INDEX(FF$39:FF$55,Prof_WW)","v":1},{"$f":"INDEX(FG$39:FG$55,Prof_WW)","v":1},{"$f":"INDEX(FH$39:FH$55,Prof_WW)","v":1},{"$f":"INDEX(FI$39:FI$55,Prof_WW)","v":1},{"$f":"INDEX(FJ$39:FJ$55,Prof_WW)","v":1},{"$f":"INDEX(FK$39:FK$55,Prof_WW)","v":1},{"$f":"INDEX(FL$39:FL$55,Prof_WW)","v":1},{"$f":"INDEX(FM$39:FM$55,Prof_WW)","v":1},{"$f":"INDEX(FN$39:FN$55,Prof_WW)","v":1}]
[]
[null,"Day of week",1,2,3,4,5,6,7,"Max"]
[null,"Total demand in day as % of maximum capacity",{"$f":"SUM(INDEX(Prof_Wk_Ar,(C$58-1)*24+1):INDEX(Prof_Wk_Ar,(C$58-1)*24+24))","v":24},{"$f":"SUM(INDEX(Prof_Wk_Ar,(D$58-1)*24+1):INDEX(Prof_Wk_Ar,(D$58-1)*24+24))","v":24},{"$f":"SUM(INDEX(Prof_Wk_Ar,(E$58-1)*24+1):INDEX(Prof_Wk_Ar,(E$58-1)*24+24))","v":24},{"$f":"SUM(INDEX(Prof_Wk_Ar,(F$58-1)*24+1):INDEX(Prof_Wk_Ar,(F$58-1)*24+24))","v":24},{"$f":"SUM(INDEX(Prof_Wk_Ar,(G$58-1)*24+1):INDEX(Prof_Wk_Ar,(G$58-1)*24+24))","v":24},{"$f":"SUM(INDEX(Prof_Wk_Ar,(H$58-1)*24+1):INDEX(Prof_Wk_Ar,(H$58-1)*24+24))","v":24},{"$f":"SUM(INDEX(Prof_Wk_Ar,(I$58-1)*24+1):INDEX(Prof_Wk_Ar,(I$58-1)*24+24))","v":24},{"$f":"MAX(C59:I59)","v":24}]
[]
[]
["Average capacity factor",{"$f":"AVERAGE(Prof_Mth_Ar)*AVERAGE(Prof_Wk_Ar)","v":0.62565146795712812}]
[]
["Network charges"]
["Electricity"]
[null,null,null,null,null,null,null,null,null,null,null,null,null,null,null,null,null,null,null,null,null,null,null,null,null,null,null,null,5,7]
[null,null,null,null,null,null,null,null,null,null,null,null,null,null,null,null,null,null,null,null,null,null,null,null,null,null,null,0.6,0.8,0.8,0.95]
[null,null,null,null,null,null,null,null,null,null,null,null,null,null,null,null,null,null,null,null,null,null,null,null,"Multipliers for hypothetical industrial for purposes of calculating bill",1,1000,{"$f":"$AA68*Hrs_in_yr*AB67","v":5259456},{"$f":"$AA68*AC$67*AC$66","v":4000},{"$f":"$AA68*AD$67*AD$66","v":5600},{"$f":"$AA68*AE$67","v":950},0]
[null,null,null,null,null,"Distribution",null,null,null,null,null,null,null,null,null,null,null,null,null,"|","Transmission",null,null,null,null,"|","Summary"]
[null,null,null,null,"Type","Fixed","Fixed","Fixed","Capacity","Capacity","Volume","CPD","CPD","CPD","AMD","AMD","AMD","Power factor","Power factor","|","Fixed","Fixed","Capacity","Volume","Volume","|","Fixed","Capacity","Volume","CPD - Win","CPD - Sum","AMD","Power factor","Bill - based on above factors - for checking purposes"]
[null,null,null,null,null,"$/day","$/day"," ($/annum)","$/kVA/day","$/kVA","$/kWh","$/PCD (kW)","$/kW/mth","$/kW/mth","$/kVA/day","$/kVA/day","$/kW/mth","$/kVAR/day","$/kVAR/mth","|","$/day","$/yr","$/kVA","$/ADL (kW)","$/kWh","|","$/yr","$/kVA","$/kWh","$/kW/mth","$/kW/mth","$/kW/yr","$/kVAR","$k/yr"]
["Option lookup #",null,null,"kVA"]
["T T T T T T","T T T T T T","T T T T T T","T T T T T T","T T T T T T","T T T T T T","T T T T T T","T T T T T T","T T T T T T","T T T T T T","T T T T T T","T T T T T T","T T T T T T","T T T T T T","T T T T T T","T T T T T T","T T T T T T","T T T T T T","T T T T T T","T T T T T T","T T T T T T","T T T T T T","T T T T T T","T T T T T T","T T T T T T","T T T T T T","T T T T T T","T T T T T T","T T T T T T","T T T T T T","T T T T T T","T T T T T T","T T T T T T","T T T T T T"]
[{"$f":"ROW()-ROW(A$73)","v":1},"Example published Nwk tariffs"]
[{"$f":"ROW()-ROW(A$73)","v":2},"Vector tariff name:",null,null,null,"Daily - FIXD",null,null,"Capacity - CAPY",null,"Volume anytime - 24UC",null,null,null,"Demand - DAMD","Excess demand - DEXA",null,"Power fator - PWRF",null,"|",null,null,null,null,null,"|"]
[3,null,"Vec Zone sub",null,null,3.93,null,{"$f":"F76*Days_in_yr","v":1435.3932000000002},0.12790000000000001,{"$f":"I76*Days_in_yr","v":46.714196000000008},5.8999999999999999E-3,null,null,null,2.4299999999999999E-2,0.8,null,0.29170000000000001,null,"|",null,null,null,null,0.02,"|",{"$f":"SUM($H76,$V76)","v":1435.3932000000002},{"$f":"SUM($J76,$W76)","v":46.714196000000008},{"$f":"SUM($K76,$Y76)","v":2.5899999999999999E-2},{"$f":"SUM($L76/Mths_in_yr,M76)","v":0},{"$f":"SUM($L76/Mths_in_yr,N76)","v":0},{"$f":"SUM($O76*Days_in_yr,$Q76*Mths_in_yr)","v":8.8753320000000002},{"$f":"SUM($R76*Days_in_yr,$S76*Mths_in_yr)","v":106.540508},{"$f":"SUMPRODUCT($AA76:$AG76,$Z$68:$AF$68)/1000","v":192.80106499999999}]
[4,null,"Vec Sub-Tx",null,null,{"$f":"F76","v":3.93},null,{"$f":"F77*Days_in_yr","v":1435.3932000000002},0.1023,{"$f":"I77*Days_in_yr","v":37.364052000000001},{"$f":"K76","v":5.8999999999999999E-3},null,null,null,{"$f":"O76","v":2.4299999999999999E-2},0.8,null,{"$f":"R76","v":0.29170000000000001},null,"|",null,null,null,null,{"$f":"Y76","v":0.02},"|",{"$f":"SUM($H77,$V77)","v":1435.3932000000002},{"$f":"SUM($J77,$W77)","v":37.364052000000001},{"$f":"SUM($K77,$Y77)","v":2.5899999999999999E-2},{"$f":"SUM($L77/Mths_in_yr,M77)","v":0},{"$f":"SUM($L77/Mths_in_yr,N77)","v":0},{"$f":"SUM($O77*Days_in_yr,$Q77*Mths_in_yr)","v":8.8753320000000002},{"$f":"SUM($R77*Days_in_yr,$S77*Mths_in_yr)","v":106.540508},{"$f":"SUMPRODUCT($AA77:$AG77,$Z$68:$AF$68)/1000","v":183.45092099999999}]
[5,null,null,null,null,null,null,null,null,null,null,null,null,null,null,null,null,null,null,"|",null,null,null,null,null,"|"]
[6,"Powerco tariff name:",null,"Capacity from",null,null,null,"Indirect fixed",null,"Assets & maintenance",null,"Indirect variable",null,null,null,null,null,null,null,"|",null,null,"Connection assets","Other assets",null,"|"]
[7,null,"Pco W50 (>300 kVA)",300,null,{"$f":"H80/Days_in_yr","v":19.713065381666848},null,7200,null,66.5,null,19.899999999999999,null,null,null,null,null,null,null,"|",null,null,5.14,141.27000000000001,{"$f":"X80/Hrs_in_yr","v":1.6116115430949512E-2},"|",{"$f":"SUM($H80,$V80)","v":7200},{"$f":"SUM($J80,$W80)","v":71.64},{"$f":"SUM($K80,$Y80)","v":1.6116115430949512E-2},{"$f":"SUM($L80/Mths_in_yr,M80)","v":1.6583333333333332},{"$f":"SUM($L80/Mths_in_yr,N80)","v":1.6583333333333332},{"$f":"SUM($O80*Days_in_yr,$Q80*Mths_in_yr)","v":0},{"$f":"SUM($R80*Days_in_yr,$S80*Mths_in_yr)","v":0},{"$f":"SUMPRODUCT($AA80:$AG80,$Z$68:$AF$68)/1000","v":179.52199999999999}]
[8,null,"Pco W60 (>1,500 kVA)",1500,null,{"$f":"H81/Days_in_yr","v":37.783375314861459},null,13800,null,25.57,null,48.29,null,null,null,null,null,null,null,"|",null,null,5,136.32,{"$f":"X81/Hrs_in_yr","v":1.555141824553718E-2},"|",{"$f":"SUM($H81,$V81)","v":13800},{"$f":"SUM($J81,$W81)","v":30.57},{"$f":"SUM($K81,$Y81)","v":1.555141824553718E-2},{"$f":"SUM($L81/Mths_in_yr,M81)","v":4.0241666666666669},{"$f":"SUM($L81/Mths_in_yr,N81)","v":4.0241666666666669},{"$f":"SUM($O81*Days_in_yr,$Q81*Mths_in_yr)","v":0},{"$f":"SUM($R81*Days_in_yr,$S81*Mths_in_yr)","v":0},{"$f":"SUMPRODUCT($AA81:$AG81,$Z$68:$AF$68)/1000","v":164.79400000000001}]
[9,null,null,null,null,null,null,null,null,null,null,null,null,null,null,null,null,null,null,"|",null,null,null,null,null,"|"]
[10,"Unison tariff name",null,null,null,null,"Dedicated transformers",null,null,null,"Consumption",null,"Peak demand -Winter  E-H-MC-WOPD","Peak demand - Summer  E-H-MC-SOPD",null,null,"Monthly demand  E-H-MC-DMND",null,"Power factor  E-H-MC-KVAR","|",null,null,null,null,null,"|"]
[11,null,"Unis F-H-MC8",694,null,21,14.62,{"$f":"SUM(F84:G84*Days_in_yr)","v":13009.8488},null,null,0,null,5.25,2.5,null,null,2.25,null,7.55,"|",55,{"$f":"U84*Days_in_yr","v":20088.2},null,null,null,"|",{"$f":"SUM($H84,$V84)","v":33098.048800000004},{"$f":"SUM($J84,$W84)","v":0},{"$f":"SUM($K84,$Y84)","v":0},{"$f":"SUM($L84/Mths_in_yr,M84)","v":5.25},{"$f":"SUM($L84/Mths_in_yr,N84)","v":2.5},{"$f":"SUM($O84*Days_in_yr,$Q84*Mths_in_yr)","v":27},{"$f":"SUM($R84*Days_in_yr,$S84*Mths_in_yr)","v":90.6},{"$f":"SUMPRODUCT($AA84:$AG84,$Z$68:$AF$68)/1000","v":93.748048800000007}]
[12,null,"Unis F-H-MC9",867,null,23,16.05,{"$f":"SUM(F85:G85*Days_in_yr)","v":14262.622000000001},null,null,{"$f":"K84","v":0},null,{"$f":"M84","v":5.25},{"$f":"N84","v":2.5},null,null,{"$f":"Q84","v":2.25},null,{"$f":"S84","v":7.55},"|",65,{"$f":"U85*Days_in_yr","v":23740.600000000002},null,null,null,"|",{"$f":"SUM($H85,$V85)","v":38003.222000000002},{"$f":"SUM($J85,$W85)","v":0},{"$f":"SUM($K85,$Y85)","v":0},{"$f":"SUM($L85/Mths_in_yr,M85)","v":5.25},{"$f":"SUM($L85/Mths_in_yr,N85)","v":2.5},{"$f":"SUM($O85*Days_in_yr,$Q85*Mths_in_yr)","v":27},{"$f":"SUM($R85*Days_in_yr,$S85*Mths_in_yr)","v":90.6},{"$f":"SUMPRODUCT($AA85:$AG85,$Z$68:$AF$68)/1000","v":98.653222000000014}]
[13]
[14,"Bespoke tariff options to be evaluated"]
[15,null,"Spare A",null,null,null,null,null,null,null,null,null,null,null,null,null,null,null,null,null,null,null,null,null,null,null,{"$f":"SUM($H88,$V88)","v":0},{"$f":"SUM($J88,$W88)","v":0},{"$f":"SUM($K88,$Y88)","v":0},{"$f":"SUM($L88/Mths_in_yr,M88)","v":0},{"$f":"SUM($L88/Mths_in_yr,N88)","v":0},{"$f":"SUM($O88*Days_in_yr,$Q88*Mths_in_yr)","v":0},{"$f":"SUM($R88*Days_in_yr,$S88*Mths_in_yr)","v":0},{"$f":"SUMPRODUCT($AA88:$AG88,$Z$68:$AF$68)/1000","v":0}]
[16,null,"Spare B",null,null,null,null,null,null,null,null,null,null,null,null,null,null,null,null,null,null,null,null,null,null,null,0,0,0,0,0,0,0,0]
[17,null,"Spare C",null,null,null,null,null,null,null,null,null,null,null,null,null,null,null,null,null,null,null,null,null,null,null,0,0,0,0,0,0,0,0]
[18,null,"Spare D",null,null,null,null,null,null,null,null,null,null,null,null,null,null,null,null,null,null,null,null,null,null,null,0,0,0,0,0,0,0,0]
[19,null,"Spare E",null,null,null,null,null,null,null,null,null,null,null,null,null,null,null,null,null,null,null,null,null,null,null,0,0,0,0,0,0,0,0]
[20,null,"Spare F",null,null,null,null,null,null,null,null,null,null,null,null,null,null,null,null,null,null,null,null,null,null,null,0,0,0,0,0,0,0,0]
[21,null,"Spare G",null,null,null,null,null,null,null,null,null,null,null,null,null,null,null,null,null,null,null,null,null,null,null,0,0,0,0,0,0,0,0]
[22,null,"Spare H",null,null,null,null,null,null,null,null,null,null,null,null,null,null,null,null,null,null,null,null,null,null,null,0,0,0,0,0,0,0,0]
[23,null,"Spare I",null,null,null,null,null,null,null,null,null,null,null,null,null,null,null,null,null,null,null,null,null,null,null,0,0,0,0,0,0,0,0]
[24,null,"Spare J",null,null,null,null,null,null,null,null,null,null,null,null,null,null,null,null,null,null,null,null,null,null,null,0,0,0,0,0,0,0,0]
[25,null,"Spare K",null,null,null,null,null,null,null,null,null,null,null,null,null,null,null,null,null,null,null,null,null,null,null,0,0,0,0,0,0,0,0]
[26,null,"Spare L",null,null,null,null,null,null,null,null,null,null,null,null,null,null,null,null,null,null,null,null,null,null,null,0,0,0,0,0,0,0,0]
[27,null,"Spare M",null,null,null,null,null,null,null,null,null,null,null,null,null,null,null,null,null,null,null,null,null,null,null,0,0,0,0,0,0,0,0]
[28,null,"Spare N",null,null,null,null,null,null,null,null,null,null,null,null,null,null,null,null,null,null,null,null,null,null,null,0,0,0,0,0,0,0,0]
["B B B B B ","B B B B B ","B B B B B ","B B B B B ","B B B B B ","B B B B B ","B B B B B ","B B B B B ","B B B B B ","B B B B B ","B B B B B ","B B B B B ","B B B B B ","B B B B B ","B B B B B ","B B B B B ","B B B B B ","B B B B B ","B B B B B ","B B B B B ","B B B B B ","B B B B B ","B B B B B ","B B B B B ","B B B B B ","B B B B B ","B B B B B ","B B B B B ","B B B B B ","B B B B B ","B B B B B ","B B B B B ","B B B B B ","B B B B B "]
[]
["Gas - Only included Tx charges, as only smallest industrial process heat boilers (1Mth) would likely be Dx-connected"]
[null,"Transmission"]
[null,"GTC",null,"MPOC",null,null,null,"Fixed","Total tariffs"]
[null,"Capacity reservation fee","Throughput fee","Tariff 1",307,"Tariff 2","Total Maui tariff",".","Capacity","Throughput","Fixed"]
["T T T T T","CRF ($/GJ.MDQ)","TPF ($/GJ)","$/GJ.km","% of Maui pipeline","$/GJ","$/GJ","$/day","$/GJ.MDQ","$/GJ","$/day"]
["Tx. Whangarei",766,0.82,2.6229999999999999E-3,1,0.11959,{"$f":"SUM($D109*$E109*$E$107,$F109)","v":0.92485099999999998},0,{"$f":"$B109","v":766},{"$f":"SUM(C109,G109)","v":1.7448509999999999},{"$f":"H109","v":0}]
["Tx. Kinleith",519,{"$f":"C109","v":0.82},{"$f":"D$109","v":2.6229999999999999E-3},0.75,{"$f":"F$109","v":0.11959},{"$f":"SUM($D110*$E110*$E$107,$F110)","v":0.72353574999999992},0,{"$f":"$B110","v":519},{"$f":"SUM(C110,G110)","v":1.5435357499999998},{"$f":"H110","v":0}]
["Tx. Palmerston Nth",504,{"$f":"C110","v":0.82},{"$f":"D$109","v":2.6229999999999999E-3},0.15,{"$f":"F$109","v":0.11959},{"$f":"SUM($D111*$E111*$E$107,$F111)","v":0.24037914999999999},0,{"$f":"$B111","v":504},{"$f":"SUM(C111,G111)","v":1.0603791499999999},0]
["Tx. Belmont",624,{"$f":"C111","v":0.82},{"$f":"D$109","v":2.6229999999999999E-3},0.15,{"$f":"F$109","v":0.11959},{"$f":"SUM($D112*$E112*$E$107,$F112)","v":0.24037914999999999},0,{"$f":"$B112","v":624},{"$f":"SUM(C112,G112)","v":1.0603791499999999},0]
["Spare A",null,null,null,null,null,{"$f":"SUM($D113*$E113*$E$107,$F113)","v":0},null,{"$f":"$B113","v":0},{"$f":"SUM(C113,G113)","v":0},0]
["Spare B",null,null,null,null,null,0,null,0,0,0]
["Spare C",null,null,null,null,null,0,null,0,0,0]
["Spare D",null,null,null,null,null,0,null,0,0,0]
["Spare E",null,null,null,null,null,0,null,0,0,0]
["Spare F",null,null,null,null,null,0,null,0,0,0]
["Spare G",null,null,null,null,null,0,null,0,0,0]
["Spare H",null,null,null,null,null,0,null,0,0,0]
["Spare I",null,null,null,null,null,0,null,0,0,0]
["Spare J",null,null,null,null,null,0,null,0,0,0]
["Spare K",null,null,null,null,null,0,null,0,0,0]
["Spare L",null,null,null,null,null,0,null,0,0,0]
["Spare M",null,null,null,null,null,0,null,0,0,0]
["Spare N",null,null,null,null,null,0,null,0,0,0]
["B B B B B B","B B B B B B","B B B B B B","B B B B B B","B B B B B B","B B B B B B","B B B B B B","B B B B B B","B B B B B B"]
[]
[]
[]
[]
["Wholesale fuel flexibility costs"]
["1) Flexibility cost premium"]
[null,null,null,"Capacity factor"]
[null,null,null,0,0.01,0.02,0.03,0.04,0.05,0.06,7.0000000000000007E-2,0.08,0.09,0.1,0.11,0.12,0.13,0.14000000000000001,0.15,0.16,0.17,0.18,0.19,0.2,0.21,0.22,0.23,0.24,0.25,0.26,0.27,0.28000000000000003,0.28999999999999998,0.3,0.31,0.32,0.33,0.34,0.35,0.36,0.37,0.38,0.39,0.4,0.41,0.42,0.43,0.44,0.45,0.46,0.47,0.48,0.49,0.5,0.51,0.52,0.53,0.54,0.55000000000000004,0.56000000000000005,0.56999999999999995,0.57999999999999996,0.59,0.6,0.61,0.62,0.63,0.64,0.65,0.66,0.67,0.68,0.69,0.7,0.71,0.72,0.73,0.74,0.75,0.76,0.77,0.78,0.79,0.8,0.81,0.82,0.83,0.84,0.85,0.86,0.87,0.88,0.89,0.9,0.91,0.92,0.93,0.94,0.95,0.96,0.97,0.98,0.99,1]
["Fixed cost proportion",0.4,"Standard shape",{"$f":"IFERROR((1-$B$136)+$B$136/D135,E136*E136/F136)","v":80.017475728155347},{"$f":"IFERROR((1-$B$136)+$B$136/E135,F136*F136/G136)","v":40.6},20.6,13.933333333333334,10.6,8.6,7.2666666666666666,6.3142857142857141,5.6,5.0444444444444443,4.5999999999999996,4.2363636363636363,3.9333333333333336,3.6769230769230772,3.4571428571428573,3.2666666666666671,3.1,2.9529411764705884,2.8222222222222224,2.7052631578947368,2.6,2.5047619047619047,2.4181818181818184,2.3391304347826085,2.2666666666666666,2.2000000000000002,2.1384615384615384,2.0814814814814815,2.0285714285714285,1.9793103448275864,1.9333333333333336,1.8903225806451616,1.85,1.812121212121212,1.776470588235294,1.7428571428571429,1.7111111111111112,1.6810810810810812,1.6526315789473682,1.6256410256410256,1.6,1.575609756097561,1.5523809523809524,1.5302325581395348,1.5090909090909093,1.4888888888888889,1.4695652173913043,1.451063829787234,1.4333333333333333,1.416326530612245,1.4,1.384313725490196,1.3692307692307693,1.3547169811320754,1.3407407407407406,1.3272727272727272,1.3142857142857143,1.3017543859649123,1.2896551724137932,1.2779661016949153,1.2666666666666666,1.2557377049180327,1.2451612903225806,1.234920634920635,1.2250000000000001,{"$f":"IFERROR((1-$B$136)+$B$136/BQ135,BR136*BR136/BS136)","v":1.2153846153846155},1.2060606060606061,1.1970149253731344,1.1882352941176471,1.1797101449275362,1.1714285714285715,1.1633802816901408,1.1555555555555554,1.1479452054794521,1.1405405405405404,1.1333333333333333,1.1263157894736842,1.1194805194805195,1.1128205128205129,1.1063291139240508,1.1000000000000001,1.0938271604938272,1.0878048780487806,1.0819277108433736,1.0761904761904761,1.0705882352941176,1.0651162790697675,1.0597701149425287,1.0545454545454547,1.0494382022471911,1.0444444444444445,1.0395604395604394,1.0347826086956522,1.0301075268817204,1.0255319148936171,1.0210526315789474,1.0166666666666666,1.0123711340206185,1.0081632653061225,1.0040404040404041,1]
["Calibrating factor:",{"$f":"(F_Calib_Level-1)/(_xlfn.XLOOKUP(F_Calib_CF,Fuel_CF_Ar,Fuel_Standard_Ar,,-1)-1)","v":3.1250000000000028E-2},"Fuel shape to input into model",{"$f":"TREND($N$137:$P$137,$N$135:$P$135,$D$135:$M$135)","v":1.21635101010101},1.2059343434343432,1.1955176767676767,1.18510101010101,1.1746843434343435,1.1642676767676767,1.1538510101010102,1.1434343434343435,1.133017676767677,1.1226010101010102,{"$f":"1+(N$136-1)*$B$137","v":1.1125},1.1011363636363638,1.0916666666666668,1.0836538461538463,1.0767857142857145,1.0708333333333333,1.065625,1.0610294117647059,1.0569444444444445,1.0532894736842107,1.05,1.0470238095238096,1.0443181818181819,1.0418478260869566,1.0395833333333333,1.0375000000000001,1.0355769230769232,1.0337962962962963,1.0321428571428573,1.0306034482758621,1.0291666666666668,1.0278225806451613,{"$f":"1+(AJ$136-1)*$B$137","v":1.0265625},1.0253787878787879,1.0242647058823529,1.0232142857142856,1.0222222222222221,1.0212837837837838,1.0203947368421054,1.019551282051282,1.01875,1.0179878048780489,1.0172619047619047,1.0165697674418606,1.0159090909090909,1.0152777777777777,1.0146739130434783,1.0140957446808512,1.0135416666666668,1.0130102040816327,1.0125,1.0120098039215686,1.0115384615384615,1.0110849056603775,1.0106481481481482,1.0102272727272728,1.0098214285714286,1.0094298245614035,1.0090517241379311,1.0086864406779661,1.0083333333333333,1.0079918032786885,1.0076612903225806,1.0073412698412698,{"$f":"1+(BP$136-1)*$B$137","v":1.00703125},1.0067307692307692,1.0064393939393939,1.0061567164179104,1.0058823529411764,1.0056159420289854,1.0053571428571428,1.0051056338028168,1.0048611111111112,1.0046232876712329,1.0043918918918919,1.0041666666666667,1.0039473684210527,1.0037337662337662,1.003525641025641,1.0033227848101265,1.003125,1.0029320987654322,1.0027439024390243,1.0025602409638554,1.0023809523809524,1.0022058823529412,1.0020348837209303,1.0018678160919541,1.0017045454545455,1.0015449438202246,1.0013888888888889,1.0012362637362637,1.0010869565217391,1.0009408602150538,1.0007978723404256,1.0006578947368421,1.0005208333333333,1.0003865979381443,1.0002551020408164,1.0001262626262626,1]
[]
["2) Relationship with electricity price - for gas cost flex option"]
["Gas elec m",4.8800000000000003E-2]
["Gas elec c",5.7622]

{"sheet":"Ctrl","index":2,"n_rows":56,"n_cols":11,"rows_kept":56,"cut":false,"hidden":false,"merged":[]}
["This is the main tab where users specify the site characteristics, the non-fuel costs of the options (eg, electroboiler and network upgrade costs)"]
["Site characteristics"]
["Combustion fuel",1,null,null,null,null,null,{"$f":"Other_fuel&\" emissions factor (tCO2/GJ):\"","v":"Gas emissions factor (tCO2/GJ):"},{"$f":"CHOOSE(Other_Fuel_Option,CO2_Gas,CO2_Coal,CO2_Biomass)","v":5.2999999999999999E-2}]
["Heat load currently met by combustion boiler",null,null,{"$f":"INDEX(Other_fuels,Other_Fuel_Option)","v":"Gas"},"Elec",null,null,null,{"$f":"Other_fuel&\" (TJ)\"","v":"Gas (TJ)"},"Elec (GWh)"]
["Maximum heat load (MWth)",10,"COP:",0.75,0.99,null,null,"Single-fuel annual requirement",{"$f":"Heat_load/COP_Other*GJ_MWh*Hrs_in_yr*Avg_CF/1000","v":263.24690936447399},{"$f":"Heat_load/COP_Elec*Hrs_in_yr*Avg_CF/1000","v":55.397076886463388}]
[]
["Operating profile"]
["Within year",null,null,null,null,"Average capacity factor",{"$f":"Avg_CF","v":0.62565146795712812}]
["Within day/week"]
[]
["Pipe and wire capacities for charging"]
["Nwk capacity margin",0.3]
[null,{"$f":"IF(Other_fuel=\"Gas\",\"Gas\",\"na\")","v":"Gas"},null,null,"Electricity (MW)"]
[null,"GJ.MDQ","scm/hr",null,"For capacity charge","AMD","CPD_Sum","CPD_Win"]
["Capacities",{"$f":"IF(Other_fuel=\"Gas\",Heat_load/GJ_MWh/COP_Other*Max_Day_Dem*(1+$B$12),\"na\")","v":115.55555555555556},{"$f":"IF(Other_fuel=\"Gas\",Gas_Cap/Max_Day_Dem/MJ_scm*1000,\"na\")","v":130.13013013013014},null,{"$f":"Heat_load/COP_Elec*(1+$B$12)","v":13.131313131313131},{"$f":"Heat_load/COP_Elec","v":10.1010101010101},{"$f":"Max_Sum*Heat_load/COP_Elec","v":10.1010101010101},{"$f":"Max_Win*Heat_load/COP_Elec","v":9.6609578687479871}]
[]
["Network prices"]
[null,{"$f":"IF(Other_fuel=\"Gas\",\"Gas\",\"na\")","v":"Gas"},null,null,null,"Electricity"]
["Tariff option",2,null,null,null,null,9]
[]
["Charge type",{"$f":"Assump!I107","v":"Capacity"},{"$f":"Assump!J107","v":"Throughput"},"Fixed",null,{"$f":"Assump!AA$70","v":"Fixed"},{"$f":"Assump!AB$70","v":"Capacity"},{"$f":"Assump!AC$70","v":"Volume"},{"$f":"Assump!AD$70","v":"CPD - Win"},{"$f":"Assump!AE$70","v":"CPD - Sum"},{"$f":"Assump!AF$70","v":"AMD"}]
["Unit",{"$f":"Assump!I108","v":"$/GJ.MDQ"},{"$f":"Assump!J108","v":"$/GJ"},"$/day",null,{"$f":"Assump!AA$71","v":"$/yr"},{"$f":"Assump!AB$71","v":"$/kVA"},"$/MWh",{"$f":"Assump!AD$71","v":"$/kW/mth"},{"$f":"Assump!AE$71","v":"$/kW/mth"},{"$f":"Assump!AF$71","v":"$/kW/yr"}]
["Price",{"$f":"IF(Other_fuel=\"Gas\",INDEX(Assump!I$108:I$127,Loc_Gas),\"na\")","v":766},{"$f":"IF(Other_fuel=\"Gas\",INDEX(Assump!J$108:J$127,Loc_Gas),\"na\")","v":1.7448509999999999},{"$f":"IF(Other_fuel=\"Gas\",INDEX(Assump!K$108:K$127,Loc_Gas),\"na\")","v":0},null,{"$f":"INDEX(Assump!AA$73:AA$102,Loc_Elec)","v":13800},{"$f":"INDEX(Assump!AB$73:AB$102,Loc_Elec)","v":30.57},{"$f":"INDEX(Assump!AC$73:AC$102,Loc_Elec)*1000","v":15.55141824553718},{"$f":"INDEX(Assump!AD$73:AD$102,Loc_Elec)*Assump!AC$66","v":20.120833333333334},{"$f":"INDEX(Assump!AE$73:AE$102,Loc_Elec)*Assump!AD$66","v":28.169166666666669},{"$f":"INDEX(Assump!AF$73:AF$102,Loc_Elec)","v":0}]
[]
["Electricity and combustion fuel wholesale price scenarios"]
["Electricity parameters"]
["TWA elec price ($/MWh)",110]
["Elec price shape scenario",2,{"$f":"\"='\"&INDEX(ePrice!$F$5:$K$5,P_Off)&\"'\"","v":"='Historical real'"}]
[]
["Combustion fuel parameters"]
["Approach to derive combustion fuel price",1]
[]
[{"$f":"IF(AND(Other_fuel=\"Gas\",Gas_price_option=2),\"THE BELOW PARAMETERS ARE NOT RELEVANT FOR OPTION 2 FOR DERIVING THE GAS PRICE\",\"Specify the parameters for the combustion fuel\")","v":"Specify the parameters for the combustion fuel"}]
["Carbon price ($/tCO2)",64,"($/GJ)"]
[{"$f":"\"Ex-carbon baseload wholesale \"&LOWER(Other_fuel)&\" price ($/GJ)\"","v":"Ex-carbon baseload wholesale gas price ($/GJ)"},20]
["Calibrate cost of low capacity factor fuel"]
["Specified capacity factor",0.2]
["Extent to which $/GJ cost of fuel will be greater than baseload cost at specified capacity factor ",1.05]
[]
[{"$f":"\"Resultant \"&Other_fuel&\" price ($/GJ)\"","v":"Resultant Gas price ($/GJ)"},"Non-dual-fuel","Dual-fuel"]
["Excluding carbon",{"$f":"Non_Flex_Other_Price","v":20},{"$f":"Flex_Other_Fuel_In","v":10.086988304093566}]
["Including carbon price",{"$f":"IF(Other_fuel=\"Gas\",\nCHOOSE(Gas_price_option,SUM(Non_Flex_Other_Price,C_Price*CO2_Gas),\"Not used\"),\nSUM(Non_Flex_Other_Price,C_Price*CO2_other))","v":23.391999999999999},{"$f":"IF(Other_fuel=\"Gas\",\nCHOOSE(Gas_price_option,SUM(Flex_Other_Fuel_In,C_Price*CO2_Gas),\"Not used\"),\nSUM(Flex_Other_Fuel_In,C_Price*CO2_other))","v":13.478988304093566}]
[]
[]
["Other non-fuel costs and financial evaluation specifications"]
["Electro heating capex ($m)",1]
["Electro heating non-fuel opex ($m/yr)",{"$f":"Electro_capex*5%","v":0.05}]
["Electricity nwk upgrade costs - single fuel ($m)",3]
["Electricity nwk upgrade costs - dual fuel ($m)",1]
[]
["Combustion boiler non-fuel opex ($m/yr)",0.05]
["Trading function costs to enable dual fuel operation ($m/yr)",0.1]
[]
["Parameters for undertaking present value (PV) calculation"]
["Years over which to calculate PV",10]
["Discount rate for present value calculation",0.06]

{"sheet":"ePrice","index":3,"n_rows":22182,"n_cols":45,"rows_kept":4500,"cut":true,"hidden":false,"merged":[],"bounds":{"rows_first":2000,"rows_last":500,"rows_between":2000,"halvings":0}}
["This tab contains the hourly price shape projections for the different electricity price scenarios, noting that the prices are a sampled selection over the projected (or historical) weather years that preserve the shape of prices, but still capture the within-day and within-week chronology of prices that will affect industrial plant who need to make decisions on a whole-day or whole-week basis.  Source spreadsheet: Sample_price_extract_02",null,null,null,null,"Raw price data",null,null,null,null,null,null,"Display price data in different formats"]
[null,null,null,null,null,"L","Price scenario",null,null,null,"R"]
[null,null,null,null,null,"L",{"$f":"COLUMN(G3)-COLUMN($F$3)","v":1},{"$f":"COLUMN(H3)-COLUMN($F$3)","v":2},3,4,"R"]
[null,null,null,null,null,"L",{"$f":"AVERAGE(G$5:G$22182)","v":84.662620174964616},{"$f":"AVERAGE(H$5:H$22182)","v":114.38598495724392},{"$f":"AVERAGE(I$5:I$22182)","v":92.658345892692566},{"$f":"AVERAGE(J$5:J$22182)","v":112.91125200585626},"R",null,"Price duration curves",null,null,null,null,null,null,null,null,"Monthly prices",null,null,null,null,null,"WD/WE",null,null,null,null,null,null,null,null,null,"Within-week"]
["Seas","WD/WE","mth","wkdy","hr","L","Historical nom","Historical real","Low % renewable","High % renewable","R",null,null,null,null,{"$f":"G5","v":"Historical nom"},{"$f":"H5","v":"Historical real"},"Low % renewable","High % renewable",null,null,null,{"$f":"G5","v":"Historical nom"},{"$f":"H5","v":"Historical real"},"Low % renewable","High % renewable",null,null,null,null,null,null,{"$f":"G5","v":"Historical nom"},{"$f":"H5","v":"Historical real"},"Low % renewable","High % renewable",null,null,null,null,null,null,{"$f":"G5","v":"Historical nom"},{"$f":"I5","v":"Low % renewable"},{"$f":"J5","v":"High % renewable"}]
[{"$f":"INDEX(Seas_Ar,C6)","v":"Sum"},{"$f":"INDEX(WDWE_Ar,D6)","v":"WD"},1,1,1,"L",111.69,141.17735151809521,151.90793951874701,279.15552695081698,"R",null,null,1,{"$f":"1-N6","v":0},{"$f":"_xlfn.PERCENTILE.INC(G$5:G$22182,$N6)","v":1388.7950000000001},{"$f":"_xlfn.PERCENTILE.INC(H$5:H$22182,$N6)","v":1905.7566190631826},10289.6903767489,20160.000324249198,null,null,1,{"$f":"AVERAGEIFS(G$5:G$22182,$C$5:$C$22182,$V6)","v":70.686747685185111},{"$f":"AVERAGEIFS(H$5:H$22182,$C$5:$C$22182,$V6)","v":99.623933945987574},54.292025886801959,64.57680959914218,null,"Sum","WD","Sum","WD",1,{"$f":"AVERAGEIFS(G$5:G$22182,$A$5:$A$22182,$AB6,$B$5:$B$22182,$AC6,$E$5:$E$22182,$AF6)","v":60.612644444444406},{"$f":"AVERAGEIFS(H$5:H$22182,$A$5:$A$22182,$AB6,$B$5:$B$22182,$AC6,$E$5:$E$22182,$AF6)","v":82.697383897762833},43.410591133441464,86.429818998151262,null,"Sum",1,"Sum",1,1,{"$f":"AVERAGEIFS(G$5:G$22182,$A$5:$A$22182,$AL6,$D$5:$D$22182,$AM6,$E$5:$E$22182,$AP6)","v":50.412717391304341},{"$f":"AVERAGEIFS(I$5:I$22182,$A$5:$A$22182,$AL6,$D$5:$D$22182,$AM6,$E$5:$E$22182,$AP6)","v":43.480172623742426},{"$f":"AVERAGEIFS(J$5:J$22182,$A$5:$A$22182,$AL6,$D$5:$D$22182,$AM6,$E$5:$E$22182,$AP6)","v":95.50690608873866}]
[{"$f":"INDEX(Seas_Ar,C7)","v":"Sum"},{"$f":"INDEX(WDWE_Ar,D7)","v":"WD"},1,1,2,"L",106.03,134.02305113675024,149.70015802667101,279.15552695081698,"R",null,1E-4,{"$f":"MAX(0,N6-IF(M7<>\"\",M7,N5-N6))","v":0.99990000000000001},{"$f":"1-N7","v":9.9999999999988987E-5},{"$f":"_xlfn.PERCENTILE.INC(G$5:G$22182,$N7)","v":1265.3607250001178},1568.4363650226526,9990.0001287460309,10080.000162124599,null,null,2,{"$f":"AVERAGEIFS(G$5:G$22182,$C$5:$C$22182,$V7)","v":81.16294607843146},113.63849285043686,65.825501681594631,79.695233500774847,null,"Sum","WD",null,null,2,{"$f":"AVERAGEIFS(G$5:G$22182,$A$5:$A$22182,$AB7,$B$5:$B$22182,$AC7,$E$5:$E$22182,$AF7)","v":56.967733333333342},77.409888034496333,42.622491126460567,86.429818998151262,null,"Sum",1,null,null,2,{"$f":"AVERAGEIFS(G$5:G$22182,$A$5:$A$22182,$AL7,$D$5:$D$22182,$AM7,$E$5:$E$22182,$AP7)","v":48.005217391304356},{"$f":"AVERAGEIFS(I$5:I$22182,$A$5:$A$22182,$AL7,$D$5:$D$22182,$AM7,$E$5:$E$22182,$AP7)","v":41.512577186462423},{"$f":"AVERAGEIFS(J$5:J$22182,$A$5:$A$22182,$AL7,$D$5:$D$22182,$AM7,$E$5:$E$22182,$AP7)","v":95.50690608873866}]
[{"$f":"INDEX(Seas_Ar,C8)","v":"Sum"},{"$f":"INDEX(WDWE_Ar,D8)","v":"WD"},1,1,3,"L",95.784999999999997,121.07326184224861,131.967907798147,279.15552695081698,"R",null,null,{"$f":"MAX(0,N7-IF(M8<>\"\",M8,N6-N7))","v":0.99980000000000002},1.9999999999997797E-4,1153.006824999994,1464.3914195096811,9990.0001287460309,10080.000162124599,null,null,3,104.27837606837599,138.83194724978196,93.557103634568179,135.10238788171432,null,"Sum","WD",null,null,3,52.83613333333335,72.26411584519083,41.406730190452301,86.429818998151262,null,"Sum",1,null,null,3,44.583478260869576,41.29410021801209,95.50690608873866]
[{"$f":"INDEX(Seas_Ar,C9)","v":"Sum"},{"$f":"INDEX(WDWE_Ar,D9)","v":"WD"},1,1,4,"L",85.484999999999999,108.05395196100248,147.861986417899,279.15552695081698,"R",null,null,0.99970000000000003,2.9999999999996696E-4,1131.7179374999994,1145.6975498286558,5763.303596283462,6020.8350314756171,null,null,4,94.656743143460005,128.83911029803613,96.166238646783057,122.28556482964372,null,"Sum","WD",null,null,4,49.402333333333381,68.947601054116745,41.17855851823834,86.429818998151262,null,"Sum",1,null,null,4,42.108260869565214,42.078749381678186,95.50690608873866]
[{"$f":"INDEX(Seas_Ar,C10)","v":"Sum"},{"$f":"INDEX(WDWE_Ar,D10)","v":"WD"},1,1,5,"L",88.72,112.14302647224824,149.70015802667101,279.15552695081698,"R",null,null,0.99960000000000004,3.9999999999995595E-4,1114.945500000011,1066.5082776176282,3352.3242949120299,3292.961602025915,null,null,5,101.03560721544713,133.2165392865686,110.32948034092854,157.7984535143697,null,"Sum","WD",null,null,5,50.471711111111127,69.300804399111527,42.780066675604758,86.429818998151262,null,"Sum",1,null,null,5,45.248913043478275,40.657780505828292,95.50690608873866]
[{"$f":"INDEX(Seas_Ar,C11)","v":"Sum"},{"$f":"INDEX(WDWE_Ar,D11)","v":"WD"},1,1,6,"L",97.944999999999993,123.80352488530606,153.00684563032101,279.15552695081698,"R",null,null,0.99950000000000006,4.9999999999994493E-4,1029.5151250000606,935.40775929401389,3178.9347454366921,3257.2153873010438,null,null,6,115.16186197916689,149.29454359232241,154.21265314548043,186.70451346811993,null,"Sum","WD",null,null,6,59.690644444444494,82.795292799231703,46.439159472499938,85.932718185712645,null,"Sum",1,null,null,6,54.455869565217377,45.550057359371976,95.010575696128143]
[{"$f":"INDEX(Seas_Ar,C12)","v":"Sum"},{"$f":"INDEX(WDWE_Ar,D12)","v":"WD"},1,1,7,"L",119.08,150.51839035522227,131.967907798147,97.977598499679502,"R",null,2.5000000000000001E-4,0.99925000000000008,7.499999999999174E-4,862.59781250004039,792.02337792168669,2997.0000386238098,3024.0000486373901,null,null,7,110.00530787037022,147.24347495220314,177.42088991603921,193.05866388332026,null,"Sum","WD",null,null,7,68.958644444444431,96.93642878854395,58.501840312276151,56.348679455661561,null,"Sum",1,null,null,7,63.966304347826096,56.712362182692388,64.75830412589103]
[{"$f":"INDEX(Seas_Ar,C13)","v":"Sum"},{"$f":"INDEX(WDWE_Ar,D13)","v":"WD"},1,1,8,"L",126.13499999999999,159.43598561854182,131.967907798147,43.263358850135702,"R",null,null,0.99900000000000011,9.9999999999988987E-4,747.21562500000232,724.44175826558694,2997.0000386238098,2943.6901267403337,null,null,8,70.055030637255001,96.27087860685026,138.621162079345,175.38486306386471,null,"Sum","WD",null,null,8,84.4260444444445,120.36655628414013,64.7411948106392,52.692103085898239,null,"Sum",1,null,null,8,75.807282608695658,61.29082269056353,62.575326148189333]
[{"$f":"INDEX(Seas_Ar,C14)","v":"Sum"},{"$f":"INDEX(WDWE_Ar,D14)","v":"WD"},1,1,9,"L",153.56,194.10147819069476,153.00684563032101,43.263358850135702,"R",null,1E-3,0.99800000000000011,1.9999999999998908E-3,525.27625000000683,587.27390075265282,1292.8588848807035,1722.42002770304,null,null,9,63.526210317460212,85.268713805782397,79.816706751098323,106.15864184419854,null,"Sum","WD",null,null,9,94.31206666666678,130.89259685328014,62.170745686249745,40.519181404058052,null,"Sum",1,null,null,9,89.180869565217364,59.134937093787642,46.762874189632562]
[{"$f":"INDEX(Seas_Ar,C15)","v":"Sum"},{"$f":"INDEX(WDWE_Ar,D15)","v":"WD"},1,1,10,"L",171.28,216.49974722911045,150.79904889471501,43.263358850135702,"R",null,null,0.99700000000000011,2.9999999999998916E-3,471.0205000000048,552.6710711947253,895.22913043375127,769.98046758448118,null,null,10,62.006318493150694,84.2431943178251,46.74676307255001,46.984077694720554,null,"Sum","WD",null,null,10,95.23093333333334,126.4054952747273,59.767284716897834,36.707776715608333,null,"Sum",1,null,null,10,102.58663043478258,57.826681491858274,45.185573304729367]
[{"$f":"INDEX(Seas_Ar,C16)","v":"Sum"},{"$f":"INDEX(WDWE_Ar,D16)","v":"WD"},1,1,11,"L",180.41,228.04016462870047,150.79904889471501,43.263358850135702,"R",null,null,0.99600000000000011,3.9999999999998925E-3,434.80350000000243,510.19852619478047,819.53963592801995,705.60001134872402,null,null,11,68.442656963470341,92.630699112240038,43.328877182234059,39.215734522124599,null,"Sum","WD",null,null,11,90.862622222222186,122.79923770542378,57.50510476819597,33.318029451397557,null,"Sum",1,null,null,11,88.353152173913074,54.789069622787522,41.927103231529074]
[{"$f":"INDEX(Seas_Ar,C17)","v":"Sum"},{"$f":"INDEX(WDWE_Ar,D17)","v":"WD"},1,1,12,"L",175.27500000000001,221.54946984809862,151.90793951874701,43.263358850135702,"R",null,null,0.99500000000000011,4.9999999999998934E-3,410.03062500000919,485.82789441637254,756.73254048358706,705.60001134872402,null,null,12,71.709120065789406,98.710101087053374,47.719207271994748,43.5250150482984,null,"Sum","WD",null,null,12,92.766688888888908,125.09757757932641,56.768775115685862,29.436870967586142,null,"Sum",1,null,null,12,94.916521739130431,54.184240362438793,38.854894875254992]
[{"$f":"INDEX(Seas_Ar,C18)","v":"Sum"},{"$f":"INDEX(WDWE_Ar,D18)","v":"WD"},1,1,13,"L",174.87,221.03754552752537,151.90793951874701,10.0800001621246,"R",null,2.5000000000000001E-3,0.99250000000000016,7.4999999999998401E-3,370.51562500000188,446.45579868058644,699.30000901222195,676.72078627486098,null,null,null,null,null,null,null,null,"Sum","WD",null,null,13,96.232733333333357,125.87667131784032,55.118782248352304,27.316173302997971,null,"Sum",1,null,null,13,106.54619565217389,52.444894177185482,35.816213012844692]
[{"$f":"INDEX(Seas_Ar,C19)","v":"Sum"},{"$f":"INDEX(WDWE_Ar,D19)","v":"WD"},1,1,14,"L",187.01999999999998,236.39527514472346,149.70015802667101,10.0800001621246,"R",null,null,0.99000000000000021,9.9999999999997868E-3,342.43500000000154,429.08926353742936,625.11425830029395,549.78838115714643,null,null,null,null,null,null,null,null,"Sum","WD",null,null,14,93.755488888888905,125.64421068777993,55.260418485605491,27.795667637107229,null,"Sum",1,null,null,14,94.461956521739111,52.392772777048954,33.935635477613843]
[{"$f":"INDEX(Seas_Ar,C20)","v":"Sum"},{"$f":"INDEX(WDWE_Ar,D20)","v":"WD"},1,1,15,"L",193.565,244.66822496732112,131.967907798147,43.263358850135702,"R",null,5.0000000000000001E-3,0.98500000000000021,1.4999999999999791E-2,308.62562500000018,389.95912847097117,532.34215472585083,438.15743966442,null,null,null,null,null,null,null,null,"Sum","WD",null,null,15,91.207333333333366,120.93191823939972,55.799079380113099,37.112544589512027,null,"Sum",1,null,null,15,92.789021739130433,52.79693367551122,45.121148939143872]
[{"$f":"INDEX(Seas_Ar,C21)","v":"Sum"},{"$f":"INDEX(WDWE_Ar,D21)","v":"WD"},1,1,16,"L",186.53,235.77590991736321,162.31751782367701,43.263358850135702,"R",null,null,0.9800000000000002,1.9999999999999796E-2,292.2750000000006,364.32866949871834,446.19336514057147,368.87255793482649,null,null,null,null,null,null,null,null,"Sum","WD",null,null,16,94.542311111111204,124.31700415875579,59.505413447806383,41.780391208382362,null,"Sum",1,null,null,16,97.080543478260893,57.973707932155151,52.823364474877557]
[{"$f":"INDEX(Seas_Ar,C22)","v":"Sum"},{"$f":"INDEX(WDWE_Ar,D22)","v":"WD"},1,1,17,"L",165.29500000000002,208.93464338063882,153.00684563032101,165.53376389287899,"R",null,null,0.9750000000000002,2.49999999999998E-2,274.36187500000057,{"$f":"_xlfn.PERCENTILE.INC(H$5:H$22182,$N22)","v":338.12172968765361},{"$f":"_xlfn.PERCENTILE.INC(I$5:I$22182,$N22)","v":379.33028635223798},{"$f":"_xlfn.PERCENTILE.INC(J$5:J$22182,$N22)","v":317.53009110562459},null,null,null,null,null,null,null,null,"Sum","WD",null,null,17,94.664400000000029,{"$f":"AVERAGEIFS(H$5:H$22182,$A$5:$A$22182,$AB22,$B$5:$B$22182,$AC22,$E$5:$E$22182,$AF22)","v":125.35376137550139},{"$f":"AVERAGEIFS(I$5:I$22182,$A$5:$A$22182,$AB22,$B$5:$B$22182,$AC22,$E$5:$E$22182,$AF22)","v":62.928742344768708},{"$f":"AVERAGEIFS(J$5:J$22182,$A$5:$A$22182,$AB22,$B$5:$B$22182,$AC22,$E$5:$E$22182,$AF22)","v":67.676046105272007},null,"Sum",1,null,null,17,101.46499999999996,{"$f":"AVERAGEIFS(I$5:I$22182,$A$5:$A$22182,$AL22,$D$5:$D$22182,$AM22,$E$5:$E$22182,$AP22)","v":61.604421339566493},{"$f":"AVERAGEIFS(J$5:J$22182,$A$5:$A$22182,$AL22,$D$5:$D$22182,$AM22,$E$5:$E$22182,$AP22)","v":72.578850346154809}]
[{"$f":"INDEX(Seas_Ar,C23)","v":"Sum"},{"$f":"INDEX(WDWE_Ar,D23)","v":"WD"},1,1,18,"L",153.10500000000002,193.52635333671742,162.31751782367701,165.53376389287899,"R",null,null,0.9700000000000002,2.9999999999999805E-2,262.13750000000016,319.14176061282018,352.07756722050101,287.97804186322702,null,null,null,null,null,null,null,null,"Sum","WD",null,null,18,92.17477777777772,122.85028671655905,65.281409592534061,71.823182301429227,null,"Sum",1,null,null,18,101.20282608695653,65.28399920942347,74.522537455146264]
[{"$f":"INDEX(Seas_Ar,C24)","v":"Sum"},{"$f":"INDEX(WDWE_Ar,D24)","v":"WD"},1,1,19,"L",140.86000000000001,178.04854270605151,153.00684563032101,165.53376389287899,"R",null,null,0.96500000000000019,3.4999999999999809E-2,253.21937500000016,307.48176223227227,315.83384797289301,283.63104948373802,null,null,null,null,null,null,null,null,"Sum","WD",null,null,19,83.881111111111053,115.00709260071753,68.447928923618107,72.413601344128523,null,"Sum",1,null,null,19,88.65793478260872,75.570007926442202,75.301326718585017]
[{"$f":"INDEX(Seas_Ar,C25)","v":"Sum"},{"$f":"INDEX(WDWE_Ar,D25)","v":"WD"},1,1,20,"L",118.29499999999999,149.52614198077777,153.00684563032101,192.99168987161599,"R",null,null,0.96000000000000019,3.9999999999999813E-2,245.68500000000054,299.19132513504462,281.00872215787513,283.54033317368499,null,null,null,null,null,null,null,null,"Sum","WD",null,null,20,76.586288888888859,105.31492216193958,66.698302304428296,75.09022211471779,null,"Sum",1,null,null,20,78.692608695652183,65.972006243573475,75.979754765398653]
[{"$f":"INDEX(Seas_Ar,C26)","v":"Sum"},{"$f":"INDEX(WDWE_Ar,D26)","v":"WD"},1,1,21,"L",137.29000000000002,173.53602462099823,153.00684563032101,192.99168987161599,"R",null,null,0.95500000000000018,4.4999999999999818E-2,236.70312500000009,289.70794227203805,259.15059699824798,281.67552699134802,null,null,null,null,null,null,null,null,"Sum","WD",null,null,21,79.739666666666679,107.56954251451204,68.724896004900586,84.386849508505463,null,"Sum",1,null,null,21,81.818152173913077,68.658230730895042,83.847194342739897]
[{"$f":"INDEX(Seas_Ar,C27)","v":"Sum"},{"$f":"INDEX(WDWE_Ar,D27)","v":"WD"},1,1,22,"L",115.935,146.54307680410392,162.31751782367701,192.99168987161599,"R",null,null,0.95000000000000018,4.9999999999999822E-2,227.93125000000003,280.16593937040551,235.83394035620199,281.67552699134802,null,null,null,null,null,null,null,null,"Sum","WD",null,null,22,82.606955555555487,109.87850385251508,66.633655935606583,78.162606348703704,null,"Sum",1,null,null,22,82.525434782608698,66.426334056461187,80.579741053399644]
[{"$f":"INDEX(Seas_Ar,C28)","v":"Sum"},{"$f":"INDEX(WDWE_Ar,D28)","v":"WD"},1,1,23,"L",124.465,157.32508780284465,154.52531467454901,165.53376389287899,"R",null,0.01,0.94000000000000017,5.9999999999999831E-2,212.35250000000079,262.48250000000036,204.46533080582131,281.67552699134802,null,null,null,null,null,null,null,null,"Sum","WD",null,null,23,75.257622222222267,98.85574201160469,61.959268228957399,73.598203066062254,null,"Sum",1,null,null,23,68.973260869565209,61.548173416317461,77.472909579546183]
[{"$f":"INDEX(Seas_Ar,C29)","v":"Sum"},{"$f":"INDEX(WDWE_Ar,D29)","v":"WD"},1,1,24,"L",124.48499999999999,157.35036801620626,153.00684563032101,165.53376389287899,"R",null,null,0.93000000000000016,6.999999999999984E-2,202.44750000000002,248.95016190198382,195.58422130110699,281.67552699134802,null,null,null,null,null,null,null,null,"Sum","WD",null,null,24,66.771977777777821,90.097383555669452,53.069811049384583,71.872731074198811,null,"Sum",1,null,null,24,64.646630434782622,51.264988811854138,76.209403517407182]
[{"$f":"INDEX(Seas_Ar,C30)","v":"Sum"},{"$f":"INDEX(WDWE_Ar,D30)","v":"WD"},1,2,1,"L",112.985,142.81424533326157,127.642228291411,209.563197218227,"R",null,null,0.92000000000000015,7.9999999999999849E-2,192.19000000000011,236.04330252971479,182.16765844509601,281.67552699134802,null,null,null,null,null,null,null,null,"Sum","WE",null,"WE",1,60.005370370370372,83.60846732003678,38.60308718351201,74.788001001119426,null,"Sum",2,null,{"$f":"AO6+1","v":2},1,60.742083333333333,44.990590164017327,78.299550782707172]
[{"$f":"INDEX(Seas_Ar,C31)","v":"Sum"},{"$f":"INDEX(WDWE_Ar,D31)","v":"WD"},1,2,2,"L",91.585000000000008,115.76441703630361,127.642228291411,209.563197218227,"R",null,null,0.91000000000000014,8.9999999999999858E-2,183.59250000000017,226.21907476812535,164.92490846702,280.28448973753041,null,null,null,null,null,null,null,null,"Sum","WE",null,null,2,54.298271604938272,78.235221415250962,35.653323637733408,74.788001001119426,null,"Sum",2,null,null,2,55.771458333333321,44.715865085053089,78.299550782707172]
[{"$f":"INDEX(Seas_Ar,C32)","v":"Sum"},{"$f":"INDEX(WDWE_Ar,D32)","v":"WD"},1,2,3,"L",99.39500000000001,125.63634035402519,127.642228291411,209.563197218227,"R",null,null,0.90000000000000013,9.9999999999999867E-2,173.13500000000047,214.9852567433098,150.16968925220499,279.70991465504602,null,null,null,null,null,null,null,null,"Sum","WE",null,null,3,49.564012345679032,71.724119963415191,35.456236880076673,74.788001001119426,null,"Sum",2,null,null,3,52.415729166666694,42.898517528286824,78.299550782707172]
[{"$f":"INDEX(Seas_Ar,C33)","v":"Sum"},{"$f":"INDEX(WDWE_Ar,D33)","v":"WD"},1,2,4,"L",119.32,150.82175291556197,127.642228291411,209.563197218227,"R",null,null,0.89000000000000012,0.10999999999999988,164.49125000000012,206.40645824879283,139.47788079150754,279.15552695081698,null,null,null,null,null,null,null,null,"Sum","WE",null,null,4,45.375432098765444,69.816143279686898,35.04245358757651,74.788001001119426,null,"Sum",2,null,null,4,48.537395833333335,42.298284908209688,78.299550782707172]
[{"$f":"INDEX(Seas_Ar,C34)","v":"Sum"},{"$f":"INDEX(WDWE_Ar,D34)","v":"WD"},1,2,5,"L",102.155,129.12500979793191,127.642228291411,209.563197218227,"R",null,null,0.88000000000000012,0.11999999999999988,156.46,198.00780323277203,128.31156409257801,279.15552695081698,null,null,null,null,null,null,null,null,"Sum","WE",null,null,5,44.937654320987669,68.198659414372926,35.455003696398691,74.788001001119426,null,"Sum",2,null,null,5,49.100208333333363,45.132323413705201,78.299550782707172]
[{"$f":"INDEX(Seas_Ar,C35)","v":"Sum"},{"$f":"INDEX(WDWE_Ar,D35)","v":"WD"},1,2,6,"L",110.36500000000001,139.50253738288637,127.642228291411,209.563197218227,"R",null,null,0.87000000000000011,0.12999999999999989,149.37625000000003,190.41524514721578,120.3770035178338,279.15552695081698,null,null,null,null,null,null,null,null,"Sum","WE",null,null,6,52.554259259259261,74.19913022854756,36.935373697481111,72.223574202061229,null,"Sum",2,null,null,6,56.589791666666656,48.808018786167146,77.766990801378526]
[{"$f":"INDEX(Seas_Ar,C36)","v":"Sum"},{"$f":"INDEX(WDWE_Ar,D36)","v":"WD"},1,2,7,"L",144.27000000000001,182.35881908421163,127.642228291411,61.951680073566401,"R",null,null,0.8600000000000001,0.1399999999999999,142.55750000000029,183.38725495864168,113.17671237317499,277.905616774463,null,null,null,null,null,null,null,null,"Sum","WE",null,null,7,55.392160493827156,79.36239126846263,38.495663758638663,27.57278266379544,null,"Sum",2,null,null,7,67.401458333333323,59.784323081513556,48.715380512756091]
[{"$f":"INDEX(Seas_Ar,C37)","v":"Sum"},{"$f":"INDEX(WDWE_Ar,D37)","v":"WD"},1,2,8,"L",136.42500000000001,172.44265539310717,162.08775208890401,10.0800001621246,"R",null,null,0.85000000000000009,0.14999999999999991,136.43625000000006,178.0254274415216,111.138751432299,271.57537790311801,null,null,null,null,null,null,null,null,"Sum","WE",null,null,8,55.157962962962976,81.832253392172134,41.491800373585981,21.444640410885754,null,"Sum",2,null,null,8,81.398854166666652,67.065993044182861,43.406580488648864]
[{"$f":"INDEX(Seas_Ar,C38)","v":"Sum"},{"$f":"INDEX(WDWE_Ar,D38)","v":"WD"},1,2,9,"L",155.94,197.10982358073028,150.95889255522201,10.0800001621246,"R",null,null,0.84000000000000008,0.15999999999999992,131.035,172.44265539310717,109.85004050107899,254.85264594469999,null,null,null,null,null,null,null,null,"Sum","WE",null,null,9,59.937777777777804,92.985874205750818,44.666277223601284,19.156729178120546,null,"Sum",2,null,null,9,91.556354166666651,62.760719146602355,30.620520307734107]
[{"$f":"INDEX(Seas_Ar,C39)","v":"Sum"},{"$f":"INDEX(WDWE_Ar,D39)","v":"WD"},1,2,10,"L",198.06,250.3499529203504,128.31156409257801,10.0800001621246,"R",null,null,0.83000000000000007,0.16999999999999993,126.4,167.97249659162816,107.8245678225405,239.95440693554801,null,null,null,null,null,null,null,null,"Sum","WE",null,null,10,66.171543209876546,104.36732085149328,44.304540564975682,17.879182480937008,null,"Sum",2,null,null,10,91.454166666666652,61.201238376063031,28.808010448762886]
[{"$f":"INDEX(Seas_Ar,C40)","v":"Sum"},{"$f":"INDEX(WDWE_Ar,D40)","v":"WD"},1,2,11,"L",214.26999999999998,270.83956584996201,128.31156409257801,10.0800001621246,"R",null,null,0.82000000000000006,0.17999999999999994,122.47749999999999,163.61434700481288,105.28461074711301,229.79376492642399,null,null,null,null,null,null,null,null,"Sum","WE",null,null,11,67.514382716049383,103.15438828002449,43.060970813064536,17.272764712569696,null,"Sum",2,null,null,11,87.696562500000013,59.859456220184789,26.969040301675907]
[{"$f":"INDEX(Seas_Ar,C41)","v":"Sum"},{"$f":"INDEX(WDWE_Ar,D41)","v":"WD"},1,2,12,"L",189.97500000000002,240.13042666890624,128.31156409257801,10.0800001621246,"R",null,null,0.81,0.18999999999999995,118.90375,159.56729274782384,102.90699346030701,217.31471980383799,null,null,null,null,null,null,null,null,"Sum","WE",null,null,12,64.584691358024671,98.702947341932074,42.723530533602982,15.807555970783191,null,"Sum",2,null,null,12,91.696562499999985,58.835689717842875,21.635040035640486]
[{"$f":"INDEX(Seas_Ar,C42)","v":"Sum"},{"$f":"INDEX(WDWE_Ar,D42)","v":"WD"},1,2,13,"L",187.14499999999998,236.55327647823373,128.31156409257801,10.0800001621246,"R",null,null,0.8,0.19999999999999996,115.83,155.64840780017258,100.65924343133899,205.05743591528801,null,null,null,null,null,null,null,null,"Sum","WE",null,null,13,61.625246913580227,95.242153491535504,41.621670593973761,15.174631361373073,null,"Sum",2,null,null,13,92.498020833333342,56.930097204399637,21.940380189093631]
[{"$f":"INDEX(Seas_Ar,C43)","v":"Sum"},{"$f":"INDEX(WDWE_Ar,D43)","v":"WD"},1,2,14,"L",225.8,285.41360885294921,128.31156409257801,10.0800001621246,"R",null,null,0.79,0.20999999999999996,112.67375,152.02121511601246,98.23167118974203,194.16095820096899,null,null,null,null,null,null,null,null,"Sum","WE",null,null,14,58.89969135802469,90.524931957036515,41.002290626805582,14.253991465007807,null,"Sum",2,null,null,14,94.032604166666673,56.595015862748561,22.066800246661614]
[{"$f":"INDEX(Seas_Ar,C44)","v":"Sum"},{"$f":"INDEX(WDWE_Ar,D44)","v":"WD"},1,2,15,"L",223.70999999999998,282.77182655665746,128.31156409257801,10.0800001621246,"R",null,null,0.78,0.21999999999999997,109.0775,148.37426442438948,96.193708343424703,185.159525439004,null,null,null,null,null,null,null,null,"Sum","WE",null,null,15,59.092839506172858,88.109618436173875,41.594044070917725,18.51895137821694,null,"Sum",2,null,null,15,91.208749999999995,57.455196814819821,29.43087030662447]
[{"$f":"INDEX(Seas_Ar,C45)","v":"Sum"},{"$f":"INDEX(WDWE_Ar,D45)","v":"WD"},1,2,16,"L",229.36500000000001,289.91980688466208,128.31156409257801,10.0800001621246,"R",null,null,0.77,0.22999999999999998,105.91749999999999,144.91790965139384,93.521387882044309,175.71457020896901,null,null,null,null,null,null,null,null,"Sum","WE",null,null,16,59.504938271604921,91.190314193304644,44.837834274331684,26.36007168413407,null,"Sum",2,null,null,16,100.46656250000001,60.197243328190957,33.927180408892177]
[{"$f":"INDEX(Seas_Ar,C46)","v":"Sum"},{"$f":"INDEX(WDWE_Ar,D46)","v":"WD"},1,2,17,"L",236.7,299.19132513504462,150.95889255522201,145.061286024541,"R",null,null,0.76,0.24,102.785,141.51819054338253,91.888024537782698,166.561928216056,null,null,null,null,null,null,null,null,"Sum","WE",null,null,17,62.525864197530858,95.20877168145519,49.508714174623435,47.711129505779155,null,"Sum",2,null,null,17,95.850000000000009,65.157486515528205,58.95015081996803]
[{"$f":"INDEX(Seas_Ar,C47)","v":"Sum"},{"$f":"INDEX(WDWE_Ar,D47)","v":"WD"},1,2,18,"L",168.98500000000001,213.59884274586193,150.95889255522201,145.061286024541,"R",null,null,0.75,0.25,100.24124999999999,137.85128163334693,89.480430848307606,156.240002512931,null,null,null,null,null,null,null,null,"Sum","WE",null,null,18,65.772283950617293,110.30782649916038,52.872014344997361,50.853600886752766,null,"Sum",2,null,null,18,96.258125000000007,66.880553292850166,65.227891112397558]
[{"$f":"INDEX(Seas_Ar,C48)","v":"Sum"},{"$f":"INDEX(WDWE_Ar,D48)","v":"WD"},1,2,19,"L",142.185,179.72335684126034,150.95889255522201,145.061286024541,"R",null,null,0.74,0.26,98.09,134.81421993927086,87.762149606680794,151.48224120594,null,null,null,null,null,null,null,null,"Sum","WE",null,null,19,65.214814814814815,101.14936753004176,53.929103953302636,52.879058652484126,null,"Sum",2,null,null,19,92.361249999999984,67.711804524981261,65.443980974881882]
[{"$f":"INDEX(Seas_Ar,C49)","v":"Sum"},{"$f":"INDEX(WDWE_Ar,D49)","v":"WD"},1,2,20,"L",138.61500000000001,175.21083875620707,150.95889255522201,145.061286024541,"R",null,null,0.73,0.27,95.936250000000001,131.99410391936453,86.023891718373307,145.64592787964801,null,null,null,null,null,null,null,null,"Sum","WE",null,null,20,62.815061728395065,91.704894470458285,54.069704085672647,52.076143054582126,null,"Sum",2,null,null,20,78.856875000000002,69.434662934356794,68.983740740219162]
[{"$f":"INDEX(Seas_Ar,C50)","v":"Sum"},{"$f":"INDEX(WDWE_Ar,D50)","v":"WD"},1,2,21,"L",144.35000000000002,182.45993993765822,162.08775208890401,149.093286089391,"R",null,null,0.72,0.28000000000000003,93.5,129.69688441121309,84.964954143691102,140.16240533051399,null,null,null,null,null,null,null,null,"Sum","WE",null,null,21,63.809197530864175,95.8127563086653,56.629610943411151,57.255023432678001,null,"Sum",2,null,null,21,83.870312499999983,70.532938821218181,77.572951123498683]
[{"$f":"INDEX(Seas_Ar,C51)","v":"Sum"},{"$f":"INDEX(WDWE_Ar,D51)","v":"WD"},1,2,22,"L",141.255,178.54782691994393,150.95889255522201,149.093286089391,"R",null,null,0.71,0.29000000000000004,91.64,127.32023120416258,83.391526455795699,134.497434780416,null,null,null,null,null,null,null,null,"Sum","WE",null,null,22,65.522098765432105,101.2788266750764,53.969804167895298,54.529938546590259,null,"Sum",2,null,null,22,88.305833333333325,68.605493198372045,73.08525095518911]
[{"$f":"INDEX(Seas_Ar,C52)","v":"Sum"},{"$f":"INDEX(WDWE_Ar,D52)","v":"WD"},1,2,23,"L",153.29500000000002,193.76651536365301,150.95889255522201,145.061286024541,"R",null,null,0.7,0.30000000000000004,89.794999999999987,125.24458765627232,82.072848649113183,129.83040516433701,null,null,null,null,null,null,null,null,"Sum","WE",null,null,23,58.762222222222228,88.765815814833729,50.397577415671279,51.701565266032532,null,"Sum",2,null,null,23,81.308333333333337,63.620067142944869,67.487701281724227]
[{"$f":"INDEX(Seas_Ar,C53)","v":"Sum"},{"$f":"INDEX(WDWE_Ar,D53)","v":"WD"},1,2,24,"L",150.785,190.5938485867668,150.95889255522201,145.061286024541,"R",null,null,0.69,0.31000000000000005,88.03749999999998,122.91444259054674,80.899024396162005,124.074718304185,null,null,null,null,null,null,null,null,"Sum","WE",null,null,24,55.003395061728369,81.513343223768686,46.822760680586434,50.583058496876255,null,"Sum",2,null,null,24,70.109270833333355,56.882644550558865,66.033241133361514]
[{"$f":"INDEX(Seas_Ar,C54)","v":"Sum"},{"$f":"INDEX(WDWE_Ar,D54)","v":"WD"},1,3,1,"L",144.69,182.8897035648061,119.98989215610899,271.57537790311801,"R",null,null,0.67999999999999994,0.32000000000000006,86.439999999999984,120.90033455862863,79.610313464941996,117.57312127578689,null,null,null,null,null,null,null,null,"Win","WD","Win","WD",1,85.983687499999988,116.59594746965828,83.980998402738564,138.63553479070569,null,"Sum",3,null,{"$f":"AO30+1","v":3},1,64.135543478260885,43.862833262906541,79.001125000509248]
[{"$f":"INDEX(Seas_Ar,C55)","v":"Sum"},{"$f":"INDEX(WDWE_Ar,D55)","v":"WD"},1,3,2,"L",128.03,161.83128583455752,119.98989215610899,271.57537790311801,"R",null,null,0.66999999999999993,0.33000000000000007,84.844999999999999,119.16241911662082,78.621297964525098,113.228643666849,null,null,null,null,null,null,null,null,"Win","WD",null,null,2,82.154406249999994,110.30011412190598,82.588454966867545,138.63553479070569,null,"Sum",3,null,null,2,60.887717391304349,43.973157574252717,79.001125000509248]
[{"$f":"INDEX(Seas_Ar,C56)","v":"Sum"},{"$f":"INDEX(WDWE_Ar,D56)","v":"WD"},1,3,3,"L",112.73,142.49192261290065,119.98989215610899,271.57537790311801,"R",null,null,0.65999999999999992,0.34000000000000008,83.284999999999982,117.49359819136184,77.662258866777293,109.36800175905201,null,null,null,null,null,null,null,null,"Win","WD",null,null,3,76.961593749999992,107.12873738454275,77.363934408438737,138.63553479070569,null,"Sum",3,null,null,3,57.146195652173908,42.909005195247993,79.001125000509248]
[{"$f":"INDEX(Seas_Ar,C57)","v":"Sum"},{"$f":"INDEX(WDWE_Ar,D57)","v":"WD"},1,3,4,"L",113.44499999999999,143.39569024057937,120.779103080892,271.57537790311801,"R",null,null,0.64999999999999991,0.35000000000000009,81.83,115.764415748601,76.473454034256903,106.34400171041401,null,null,null,null,null,null,null,null,"Win","WD",null,null,4,70.724968750000016,96.517465697910566,72.816548530159324,138.63553479070569,null,"Sum",3,null,null,4,55.257282608695661,42.127179144613912,79.001125000509248]
[{"$f":"INDEX(Seas_Ar,C58)","v":"Sum"},{"$f":"INDEX(WDWE_Ar,D58)","v":"WD"},1,3,5,"L",117.78999999999999,148.88781659339631,120.779103080892,271.57537790311801,"R",null,null,0.6399999999999999,0.3600000000000001,80.584999999999994,113.76525498497104,75.504422802286086,102.98735981072399,null,null,null,null,null,null,null,null,"Win","WD",null,null,5,67.209343750000045,90.983311736293359,79.721699397961586,138.63553479070569,null,"Sum",3,null,null,5,56.727500000000006,43.301438459522991,79.001125000509248]
[{"$f":"INDEX(Seas_Ar,C59)","v":"Sum"},{"$f":"INDEX(WDWE_Ar,D59)","v":"WD"},1,3,6,"L",154.01,194.67028299133173,120.779103080892,271.57537790311801,"R",null,null,0.62999999999999989,0.37000000000000011,79.322499999999977,112.23379944207754,74.305618213777507,99.333361674561445,null,null,null,null,null,null,null,null,"Win","WD",null,null,6,67.767406249999993,94.17464304789624,90.184788895932485,138.47230182509051,null,"Sum",3,null,null,6,63.842934782608701,47.402116518231644,78.241180508385611]
[{"$f":"INDEX(Seas_Ar,C60)","v":"Sum"},{"$f":"INDEX(WDWE_Ar,D60)","v":"WD"},1,3,7,"L",163.92,207.19662871202581,120.779103080892,230.17680985445901,"R",null,null,0.61999999999999988,0.38000000000000012,78.039999999999992,110.57792142775327,73.216711858191502,96.757919402913998,null,null,null,null,null,null,null,null,"Win","WD",null,null,7,77.088843750000052,106.79422970962651,146.74186313994318,165.21807024709281,null,"Sum",3,null,null,7,71.421847826086974,58.906035642339099,52.035809900388358]
[{"$f":"INDEX(Seas_Ar,C61)","v":"Sum"},{"$f":"INDEX(WDWE_Ar,D61)","v":"WD"},1,3,8,"L",165.43,209.10528482082989,142.08776756296601,219.69360045733401,"R",null,null,0.60999999999999988,0.39000000000000012,76.912499999999966,108.84441274196827,73.056868197684196,92.473919334011001,null,null,null,null,null,null,null,null,"Win","WD",null,null,8,94.228218750000039,130.22799319497756,227.09967528175275,212.98725359387078,null,"Sum",3,null,null,8,87.967282608695655,66.509294568530592,46.738768937061877]
[{"$f":"INDEX(Seas_Ar,C62)","v":"Sum"},{"$f":"INDEX(WDWE_Ar,D62)","v":"WD"},1,3,9,"L",140.67000000000002,177.80838067911588,121.55832187145199,194.997600060129,"R",null,null,0.59999999999999987,0.40000000000000013,75.579999999999927,107.39196816096414,72.777149413561801,90.034561140479994,null,null,null,null,null,null,null,null,"Win","WD",null,null,9,125.15943749999997,151.89054362909548,181.18725865955463,176.51856919164598,null,"Sum",3,null,null,9,95.754782608695635,64.628351560123619,35.962153404965754]
[{"$f":"INDEX(Seas_Ar,C63)","v":"Sum"},{"$f":"INDEX(WDWE_Ar,D63)","v":"WD"},1,3,10,"L",157.11000000000001,198.58871606238642,120.779103080892,155.22192803366599,"R",null,null,0.58999999999999986,0.41000000000000014,74.467499999999959,106.07974065487814,72.6872430708504,86.889598321342405,null,null,null,null,null,null,null,null,"Win","WD",null,null,10,131.06399999999994,158.76937208147064,158.94801982435771,155.4443134722523,null,"Sum",3,null,null,10,97.496630434782631,61.54491589870964,28.617777883764585]
[{"$f":"INDEX(Seas_Ar,C64)","v":"Sum"},{"$f":"INDEX(WDWE_Ar,D64)","v":"WD"},1,3,11,"L",140.76,177.92214163924325,120.779103080892,155.22192803366599,"R",null,null,0.57999999999999985,0.42000000000000015,73.317499999999981,104.64688805846144,72.497430629439293,84.369598280811203,null,null,null,null,null,null,null,null,"Win","WD",null,null,11,111.69687500000005,147.45456802484793,150.22400214181309,144.87051878476387,null,"Sum",3,null,null,11,96.902282608695657,59.691119567649004,24.960929341604448]
[{"$f":"INDEX(Seas_Ar,C65)","v":"Sum"},{"$f":"INDEX(WDWE_Ar,D65)","v":"WD"},1,3,12,"L",156.75,198.13367222187682,121.55832187145199,155.22192803366599,"R",null,null,0.56999999999999984,0.43000000000000016,72.115000000000009,103.32265497144299,72.315112288695516,81.456478849191598,null,null,null,null,null,null,null,null,"Win","WD",null,null,12,109.04756250000003,142.71359027817056,142.19166710937856,126.40994360200266,null,"Sum",3,null,null,12,92.784782608695679,58.499703307103665,22.655457967993129]
[{"$f":"INDEX(Seas_Ar,C66)","v":"Sum"},{"$f":"INDEX(WDWE_Ar,D66)","v":"WD"},1,3,13,"L",175.41499999999999,221.72643134163013,120.779103080892,149.99040548858599,"R",null,null,0.55999999999999983,0.44000000000000017,71.27000000000001,102.03800531638399,72.217711845316899,78.654240034589705,null,null,null,null,null,null,null,null,"Win","WD",null,null,13,105.33184375000005,138.97472448548072,137.89821523658193,114.27072539690464,null,"Sum",3,null,null,13,96.376521739130425,57.687907269333714,19.099189918360558]
[{"$f":"INDEX(Seas_Ar,C67)","v":"Sum"},{"$f":"INDEX(WDWE_Ar,D67)","v":"WD"},1,3,14,"L",238.54500000000002,301.52342481765618,120.779103080892,138.25728591510699,"R",null,null,0.54999999999999982,0.45000000000000018,70.36,100.63049371669675,72.217711845316899,75.267359364881401,null,null,null,null,null,null,null,null,"Win","WD",null,null,14,103.93259374999994,138.09795489993471,136.60600865419079,118.5727433047185,null,"Sum",3,null,null,14,97.493369565217407,57.296126002342973,19.907781269558413]
[{"$f":"INDEX(Seas_Ar,C68)","v":"Sum"},{"$f":"INDEX(WDWE_Ar,D68)","v":"WD"},1,3,15,"L",175.02500000000001,221.23346718107811,121.55832187145199,155.22192803366599,"R",null,null,0.53999999999999981,0.46000000000000019,69.467499999999987,99.17540296570651,71.293633784701683,72.444963933744404,null,null,null,null,null,null,null,null,"Win","WD",null,null,15,101.03425000000001,135.85821467436841,139.56473461724244,149.61189869519831,null,"Sum",3,null,null,15,95.915978260869565,58.369182172226758,28.620188086206127]
[{"$f":"INDEX(Seas_Ar,C69)","v":"Sum"},{"$f":"INDEX(WDWE_Ar,D69)","v":"WD"},1,3,16,"L",170.61,215.65286008149542,121.55832187145199,155.22192803366599,"R",null,null,0.5299999999999998,0.4700000000000002,68.573749999999976,97.854469364409184,70.289641515598305,69.7737623526954,null,null,null,null,null,null,null,null,"Win","WD",null,null,16,95.52812499999996,125.32916165146216,149.309729791807,171.84214239905455,null,"Sum",3,null,null,16,99.457173913043476,62.082638498594591,30.283388177740193]
[{"$f":"INDEX(Seas_Ar,C70)","v":"Sum"},{"$f":"INDEX(WDWE_Ar,D70)","v":"WD"},1,3,17,"L",174.655,220.7657832338877,148.69115825780801,155.22192803366599,"R",null,null,0.5199999999999998,0.4800000000000002,67.639999999999958,96.420071431542823,69.470461809911697,66.830404151058204,null,null,null,null,null,null,null,null,"Win","WD",null,null,17,100.44843749999998,130.79951015755924,175.45549515678391,241.91628782724098,null,"Sum",3,null,null,17,95.524239130434822,65.353060873381395,57.413489628273766]
[{"$f":"INDEX(Seas_Ar,C71)","v":"Sum"},{"$f":"INDEX(WDWE_Ar,D71)","v":"WD"},1,3,18,"L",161.36000000000001,203.96076140173554,148.69115825780801,155.22192803366599,"R",null,null,0.50999999999999979,{"$f":"1-N71","v":0.49000000000000021},{"$f":"_xlfn.PERCENTILE.INC(G$5:G$22182,$N71)","v":66.674999999999997},94.709495489673387,68.446487177803391,64.330560727061709,null,null,null,null,null,null,null,null,"Win","WD",null,null,18,{"$f":"AVERAGEIFS(G$5:G$22182,$A$5:$A$22182,$AB71,$B$5:$B$22182,$AC71,$E$5:$E$22182,$AF71)","v":108.03821875000006},136.85513356580873,433.0887957193857,518.13594679069774,null,"Sum",3,null,null,18,{"$f":"AVERAGEIFS(G$5:G$22182,$A$5:$A$22182,$AL71,$D$5:$D$22182,$AM71,$E$5:$E$22182,$AP71)","v":92.828586956521733},67.086977296512231,61.40341645921562]
[{"$f":"INDEX(Seas_Ar,C72)","v":"Sum"},{"$f":"INDEX(WDWE_Ar,D72)","v":"WD"},1,3,19,"L",149.05000000000001,188.4007900776443,148.69115825780801,155.22192803366599,"R",null,null,{"$f":"MAX(0,N71-IF(M72<>\"\",M72,N70-N71))","v":0.49999999999999978},0.50000000000000022,65.77000000000001,93.353386293684053,67.442493003258704,61.568642835960397,null,null,null,null,null,null,null,null,"Win","WD",null,null,19,133.18021875000005,172.50500155286801,625.11795304626389,578.901150020611,null,"Sum",3,null,null,19,84.826413043478269,67.596033008267554,61.658265098780753]
[{"$f":"INDEX(Seas_Ar,C73)","v":"Sum"},{"$f":"INDEX(WDWE_Ar,D73)","v":"WD"},1,3,20,"L",123.27000000000001,155.81459505448649,148.69115825780801,155.22192803366599,"R",null,null,0.48999999999999977,0.51000000000000023,64.878749999999968,92.084532556733649,67.092844523105597,59.411519571285197,null,null,null,null,null,null,null,null,"Win","WD",null,null,20,149.70903125000001,191.47780042176925,262.68024807792409,348.51172093055482,null,"Sum",3,null,null,20,80.771413043478248,67.779979092960673,64.403531704692]
[{"$f":"INDEX(Seas_Ar,C74)","v":"Sum"},{"$f":"INDEX(WDWE_Ar,D74)","v":"WD"},1,3,21,"L",116.75999999999999,147.58588560527167,148.69115825780801,155.22192803366599,"R",null,null,0.47999999999999976,0.52000000000000024,63.909999999999968,90.855288215259222,66.493438417968591,57.093120303039498,null,null,null,null,null,null,null,null,"Win","WD",null,null,21,118.49825000000013,156.48447110388392,193.10345542612612,255.18351939343432,null,"Sum",3,null,null,21,81.135326086956525,71.088623791947995,79.969462419090902]
[{"$f":"INDEX(Seas_Ar,C75)","v":"Sum"},{"$f":"INDEX(WDWE_Ar,D75)","v":"WD"},1,3,22,"L",95.335000000000008,120.50445704161166,154.07576771746099,155.22192803366599,"R",null,null,0.46999999999999975,0.53000000000000025,62.936249999999973,89.7845803075665,65.344594500575099,55.737361934676017,null,null,null,null,null,null,null,null,"Win","WD",null,null,22,113.62815624999999,149.38604818510947,164.34305694257188,234.94760550270993,null,"Sum",3,null,null,22,82.194347826086954,67.815378588707574,70.505875994350575]
[{"$f":"INDEX(Seas_Ar,C76)","v":"Sum"},{"$f":"INDEX(WDWE_Ar,D76)","v":"WD"},1,3,23,"L",100.17,126.61594862178885,148.69115825780801,155.22192803366599,"R",null,null,0.45999999999999974,0.54000000000000026,62.102499999999978,88.737654397256293,63.936000823974602,53.373601627492903,null,null,null,null,null,null,null,null,"Win","WD",null,null,23,113.55978125000001,146.71416952226235,134.96783653578944,234.87112351734132,null,"Sum",3,null,null,23,77.093804347826108,63.951202848962005,65.498745061076164]
[{"$f":"INDEX(Seas_Ar,C77)","v":"Sum"},{"$f":"INDEX(WDWE_Ar,D77)","v":"WD"},1,3,24,"L",120.745,152.62296811757906,148.69115825780801,155.22192803366599,"R",null,null,0.44999999999999973,0.55000000000000027,61.268749999999969,87.510755229932926,62.757180503911897,50.6520008146762,null,null,null,null,null,null,null,null,"Win","WD",null,null,24,95.349656249999967,123.99062409754558,99.44651764099271,234.82374758579323,null,"Sum",3,null,null,24,66.924347826086958,53.974450549450786,61.934150407544621]
[{"$f":"INDEX(Seas_Ar,C78)","v":"Sum"},{"$f":"INDEX(WDWE_Ar,D78)","v":"WD"},1,4,1,"L",78.36,99.047875950917174,75.973954027819602,132.66288274895601,"R",null,null,0.43999999999999972,0.56000000000000028,60.669999999999945,86.220144303395088,61.748192167696843,48.837601554536803,null,null,null,null,null,null,null,null,"Win","WE",null,"WE",1,94.197822580645166,120.08155134331686,66.836162263175865,109.68048212503199,null,"Sum",4,null,{"$f":"AO54+1","v":4},1,67.531279069767422,42.959091553881279,93.262271687743677]
[{"$f":"INDEX(Seas_Ar,C79)","v":"Sum"},{"$f":"INDEX(WDWE_Ar,D79)","v":"WD"},1,4,2,"L",92.43,116.83250605083302,75.973954027819602,132.66288274895601,"R",null,null,0.42999999999999972,0.57000000000000028,59.921249999999972,85.001422267900921,60.889051546883501,46.499041824541102,null,null,null,null,null,null,null,null,"Win","WE",null,null,2,89.995967741935502,115.70269396988721,66.086267676531349,109.68048212503199,null,"Sum",4,null,null,2,63.91988372093023,42.044658028466266,93.262271687743677]
[{"$f":"INDEX(Seas_Ar,C80)","v":"Sum"},{"$f":"INDEX(WDWE_Ar,D80)","v":"WD"},1,4,3,"L",88.844999999999999,112.30102780575851,10.139849749588899,132.66288274895601,"R",null,null,0.41999999999999971,0.58000000000000029,59.027499999999968,83.901705930640219,59.640301530790303,44.780399951195136,null,null,null,null,null,null,null,null,"Win","WE",null,null,3,81.065806451612914,108.75610982383738,64.972543839153872,109.68048212503199,null,"Sum",4,null,null,3,59.563255813953475,39.306236157441859,93.262271687743677]
[{"$f":"INDEX(Seas_Ar,C81)","v":"Sum"},{"$f":"INDEX(WDWE_Ar,D81)","v":"WD"},1,4,4,"L",89.1,112.62335052611945,75.973954027819602,132.66288274895601,"R",null,null,0.4099999999999997,0.5900000000000003,58.198749999999968,82.779875376794791,58.551391364321702,43.293601465368198,null,null,null,null,null,null,null,null,"Win","WE",null,null,4,75.72806451612901,103.08398322887298,62.681772510453982,109.68048212503199,null,"Sum",4,null,null,4,54.163837209302315,39.754624512265757,93.262271687743677]
[{"$f":"INDEX(Seas_Ar,C82)","v":"Sum"},{"$f":"INDEX(WDWE_Ar,D82)","v":"WD"},1,4,5,"L",97.075000000000003,122.7038356040746,75.973954027819602,132.66288274895601,"R",null,null,0.39999999999999969,0.60000000000000031,57.39499999999996,81.665023794556191,57.292649214005259,41.660642515764202,null,null,null,null,null,null,null,null,"Win","WE",null,null,5,71.563064516129032,97.683464688579377,64.121138157569334,109.68048212503199,null,"Sum",4,null,null,5,53.746279069767432,43.058759051447751,93.262271687743677]
[{"$f":"INDEX(Seas_Ar,C83)","v":"Sum"},{"$f":"INDEX(WDWE_Ar,D83)","v":"WD"},1,4,6,"L",130.86500000000001,165.41475607857041,21.078900652742298,132.66288274895601,"R",null,null,0.38999999999999968,0.61000000000000032,56.44,80.533556142200936,56.1238210281658,39.342239402303598,null,null,null,null,null,null,null,null,"Win","WE",null,null,6,70.700241935483902,97.452853885473729,67.809542818598445,103.77490295801854,null,"Sum",4,null,null,6,66.110348837209301,44.801665817735312,93.064891217664311]
[{"$f":"INDEX(Seas_Ar,C84)","v":"Sum"},{"$f":"INDEX(WDWE_Ar,D84)","v":"WD"},1,4,7,"L",180.72,228.43200793580593,96.393509108176204,128.399039296588,"R",null,null,0.37999999999999967,0.62000000000000033,55.552499999999959,79.447834902363226,54.954989031443503,37.114560289325702,null,null,null,null,null,null,null,null,"Win","WE",null,null,7,74.420403225806425,103.26804142083623,87.447628090718794,87.031534289378499,null,"Sum",4,null,null,7,74.4195348837209,58.885707201389209,57.870922069362891]
[{"$f":"INDEX(Seas_Ar,C85)","v":"Sum"},{"$f":"INDEX(WDWE_Ar,D85)","v":"WD"},1,4,8,"L",185.82999999999998,234.8911024497057,110.459431118674,132.66288274895601,"R",null,null,0.36999999999999966,0.63000000000000034,54.755000000000003,78.359610421882238,54.058387434500133,36.015840117845499,null,null,null,null,null,null,null,null,"Win","WE",null,null,8,81.217419354838697,115.03145377325578,111.55446502008044,103.81408427145583,null,"Sum",4,null,null,8,95.2261627906977,66.031345149052697,55.156823226115264]
[{"$f":"INDEX(Seas_Ar,C86)","v":"Sum"},{"$f":"INDEX(WDWE_Ar,D86)","v":"WD"},1,4,9,"L",203.655,257.42209260827002,96.393509108176204,62.203680077619502,"R",null,null,0.35999999999999965,0.64000000000000035,53.760000000000005,{"$f":"_xlfn.PERCENTILE.INC(H$5:H$22182,$N86)","v":77.340851954540142},{"$f":"_xlfn.PERCENTILE.INC(I$5:I$22182,$N86)","v":53.106840531978307},{"$f":"_xlfn.PERCENTILE.INC(J$5:J$22182,$N86)","v":33.939358700170402},null,null,null,null,null,null,null,null,"Win","WE",null,null,9,81.446451612903203,{"$f":"AVERAGEIFS(H$5:H$22182,$A$5:$A$22182,$AB86,$B$5:$B$22182,$AC86,$E$5:$E$22182,$AF86)","v":126.63533714345813},{"$f":"AVERAGEIFS(I$5:I$22182,$A$5:$A$22182,$AB86,$B$5:$B$22182,$AC86,$E$5:$E$22182,$AF86)","v":112.23732993090027},{"$f":"AVERAGEIFS(J$5:J$22182,$A$5:$A$22182,$AB86,$B$5:$B$22182,$AC86,$E$5:$E$22182,$AF86)","v":94.243611303766258},null,"Sum",4,null,null,9,104.9039534883721,{"$f":"AVERAGEIFS(I$5:I$22182,$A$5:$A$22182,$AL86,$D$5:$D$22182,$AM86,$E$5:$E$22182,$AP86)","v":62.555754353411537},{"$f":"AVERAGEIFS(J$5:J$22182,$A$5:$A$22182,$AL86,$D$5:$D$22182,$AM86,$E$5:$E$22182,$AP86)","v":45.399148561146632}]
[{"$f":"INDEX(Seas_Ar,C87)","v":"Sum"},{"$f":"INDEX(WDWE_Ar,D87)","v":"WD"},1,4,10,"L",168.85,213.42820130567083,96.393509108176204,73.180799638938794,"R",null,null,0.34999999999999964,0.65000000000000036,52.736249999999956,76.138350000082596,52.1478014342308,31.5705602001571,null,null,null,null,null,null,null,null,"Win","WE",null,null,10,93.37750000000004,161.69619810177883,108.11903264792046,86.696455719437566,null,"Sum",4,null,null,10,93.960348837209295,60.67298784056203,42.128305791168756]
[{"$f":"INDEX(Seas_Ar,C88)","v":"Sum"},{"$f":"INDEX(WDWE_Ar,D88)","v":"WD"},1,4,11,"L",170.05500000000001,214.95133416070982,81.927993189940395,62.203680077619502,"R",null,null,0.33999999999999964,0.66000000000000036,51.644999999999996,75.067149395405892,51.288660813417401,29.7158400165176,null,null,null,null,null,null,null,null,"Win","WE",null,null,11,104.89637096774194,151.33746943757936,102.73538930847708,77.518940488761487,null,"Sum",4,null,null,11,93.290813953488382,57.978940695440222,35.948328148805381]
[{"$f":"INDEX(Seas_Ar,C89)","v":"Sum"},{"$f":"INDEX(WDWE_Ar,D89)","v":"WD"},1,4,12,"L",196.72,248.6561786251203,96.393509108176204,62.203680077619502,"R",null,null,0.32999999999999963,0.67000000000000037,50.688749999999956,74.049528998506972,50.349602173233002,27.861119832878099,null,null,null,null,null,null,null,null,"Win","WE",null,null,12,103.24137096774193,144.40679605555542,96.537238543734162,67.00371152197026,null,"Sum",4,null,null,12,91.798023255813959,57.336327955313692,32.973790441071031]
[{"$f":"INDEX(Seas_Ar,C90)","v":"Sum"},{"$f":"INDEX(WDWE_Ar,D90)","v":"WD"},1,4,13,"L",251.17500000000001,317.48787955553371,96.393509108176204,62.203680077619502,"R",null,null,0.31999999999999962,0.68000000000000038,49.725000000000001,72.955612796695988,49.0608912420129,25.7140806442928,null,null,null,null,null,null,null,null,"Win","WE",null,null,13,105.07975806451611,132.24612672405712,91.645038374849662,51.432875832157848,null,"Sum",4,null,null,13,96.403488372093037,55.753958341544561,27.749771447676441]
[{"$f":"INDEX(Seas_Ar,C91)","v":"Sum"},{"$f":"INDEX(WDWE_Ar,D91)","v":"WD"},1,4,14,"L",262.935,332.35264501217978,96.393509108176204,62.203680077619502,"R",null,null,0.30999999999999961,0.69000000000000039,48.71,71.69326955513651,48.051899094915299,23.771160363104183,null,null,null,null,null,null,null,null,"Win","WE",null,null,14,99.837983870967747,127.13608586280385,89.035392203772659,51.394506665320293,null,"Sum",4,null,null,14,91.717093023255799,56.761322311200161,32.192238523593659]
[{"$f":"INDEX(Seas_Ar,C92)","v":"Sum"},{"$f":"INDEX(WDWE_Ar,D92)","v":"WD"},1,4,15,"L",243.17500000000001,307.37579421087656,96.393509108176204,102.049919488029,"R",null,null,0.2999999999999996,0.7000000000000004,47.922499999999957,70.529853990589004,46.977975224339808,21.974399584388699,null,null,null,null,null,null,null,null,"Win","WE",null,null,15,87.799274193548342,125.96201963348261,93.124524769427211,81.018325882628361,null,"Sum",4,null,null,15,88.914883720930249,57.068921290989088,44.328792975111988]
[{"$f":"INDEX(Seas_Ar,C93)","v":"Sum"},{"$f":"INDEX(WDWE_Ar,D93)","v":"WD"},1,4,16,"L",245.07499999999999,309.77741448023261,96.393509108176204,159.62688318264,"R",null,null,0.28999999999999959,0.71000000000000041,47.038749999999951,69.362458469320785,45.993961507358499,20.2204797868919,null,null,null,null,null,null,null,null,"Win","WE",null,null,16,82.56266129032258,118.22003484162896,101.9711542476113,105.20024718821489,null,"Sum",4,null,null,16,90.643372093023274,60.088921424212174,48.439324065181907]
[{"$f":"INDEX(Seas_Ar,C94)","v":"Sum"},{"$f":"INDEX(WDWE_Ar,D94)","v":"WD"},1,4,17,"L",257.78499999999997,325.8429900715567,106.87302473090099,194.55407759205801,"R",null,null,0.27999999999999958,0.72000000000000042,46.109999999999957,68.054450509674098,44.845109968199701,18.385920065001848,null,null,null,null,null,null,null,null,"Win","WE",null,null,17,85.998145161290324,124.90865261992916,131.67738528473578,160.88363125194309,null,"Sum",4,null,null,17,94.816744186046506,63.02342582391509,82.637951521782668]
[{"$f":"INDEX(Seas_Ar,C95)","v":"Sum"},{"$f":"INDEX(WDWE_Ar,D95)","v":"WD"},1,4,18,"L",254.55,321.75391556031099,109.780110805048,241.859526350956,"R",null,null,0.26999999999999957,0.73000000000000043,45.081249999999955,66.79520841228431,43.968486923378563,16.71011965352664,null,null,null,null,null,null,null,null,"Win","WE",null,null,18,95.054596774193598,130.43447344750143,295.80358217367677,238.68790239316243,null,"Sum",4,null,null,18,89.125813953488375,65.745816984567981,88.669073730084278]
[{"$f":"INDEX(Seas_Ar,C96)","v":"Sum"},{"$f":"INDEX(WDWE_Ar,D96)","v":"WD"},1,4,19,"L",258.95499999999998,327.32188255321284,109.780110805048,241.859526350956,"R",null,null,0.25999999999999956,0.74000000000000044,44.029999999999895,65.539896385026665,43.046910707201903,13.829760491598991,null,null,null,null,null,null,null,null,"Win","WE",null,null,19,121.22266129032258,156.24263873069935,517.66488963507379,283.91800205714554,null,"Sum",4,null,null,19,81.394069767441891,67.284044391664949,89.001713613818282]
[{"$f":"INDEX(Seas_Ar,C97)","v":"Sum"},{"$f":"INDEX(WDWE_Ar,D97)","v":"WD"},1,4,20,"L",185.80500000000001,234.85950218300366,109.780110805048,252.91728775927501,"R",null,null,0.24999999999999956,0.75000000000000044,42.844999999999999,64.228619389232719,41.668289622387803,11.8540804213714,null,null,null,null,null,null,null,null,"Win","WE",null,null,20,130.15491935483871,172.11300203073938,163.55902261432391,226.28803818399135,null,"Sum",4,null,null,20,76.978488372093025,65.644523104219346,91.565783953009174]
[{"$f":"INDEX(Seas_Ar,C98)","v":"Sum"},{"$f":"INDEX(WDWE_Ar,D98)","v":"WD"},1,4,21,"L",136.86500000000001,172.99882008706331,109.780110805048,252.91728775927501,"R",null,null,0.23999999999999955,0.76000000000000045,41.649999999999956,63.024652728320056,40.659301286172798,10.755360249891201,null,null,null,null,null,null,null,null,"Win","WE",null,null,21,108.48838709677419,151.62154331659534,144.81907065272907,176.06378591307407,null,"Sum",4,null,null,21,81.550697674418615,66.778271849689602,97.385694598529312]
[{"$f":"INDEX(Seas_Ar,C99)","v":"Sum"},{"$f":"INDEX(WDWE_Ar,D99)","v":"WD"},1,4,22,"L",138.83500000000001,175.48892110318513,96.393509108176204,252.91728775927501,"R",null,null,0.22999999999999954,0.77000000000000046,40.54,61.777419929480232,39.5603989854812,10.231199780035,null,null,null,null,null,null,null,null,"Win","WE",null,null,22,105.05935483870967,146.56085312119254,124.93284662778063,161.94723403699419,null,"Sum",4,null,null,22,84.587906976744165,66.070143523418224,90.662803529706352]
[{"$f":"INDEX(Seas_Ar,C100)","v":"Sum"},{"$f":"INDEX(WDWE_Ar,D100)","v":"WD"},1,4,23,"L",208.82499999999999,263.95702776225471,96.393509108176204,241.859526350956,"R",null,null,0.21999999999999953,0.78000000000000047,39.247499999999953,60.633868107815317,38.361602018737798,10.0800001621246,null,null,null,null,null,null,null,null,"Win","WE",null,null,23,104.32314516129034,147.41812169551756,105.97392165831518,160.77128793378114,null,"Sum",4,null,null,23,76.831627906976763,60.918555931859075,86.978446594695697]
[{"$f":"INDEX(Seas_Ar,C101)","v":"Sum"},{"$f":"INDEX(WDWE_Ar,D101)","v":"WD"},1,4,24,"L",172.68,218.26936216442547,75.973954027819602,241.859526350956,"R",null,null,0.20999999999999952,0.79000000000000048,37.83,59.490365499830901,37.027935057999834,10.0800001621246,null,null,null,null,null,null,null,null,"Win","WE",null,null,24,92.212338709677468,126.39833106847169,83.308543964340501,160.73080551125503,null,"Sum",4,null,null,24,64.796046511627935,53.10265859790065,85.657028901706397]
[{"$f":"INDEX(Seas_Ar,C102)","v":"Sum"},{"$f":"INDEX(WDWE_Ar,D102)","v":"WD"},1,5,1,"L",107.715,136.15290911246865,9.9900001287460292,253.15919791941599,"R",null,null,0.19999999999999951,0.80000000000000049,36.494999999999941,58.358510013422077,35.484480914611801,10.0800001621246,null,null,null,null,null,null,null,null,null,null,null,null,null,null,null,null,null,null,"Sum",5,null,{"$f":"AO78+1","v":5},1,60.694285714285698,41.495606417827581,86.921041055612577]
[{"$f":"INDEX(Seas_Ar,C103)","v":"Sum"},{"$f":"INDEX(WDWE_Ar,D103)","v":"WD"},1,5,2,"L",104.875,132.56311881511536,9.9900001287460292,253.15919791941599,"R",null,null,0.1899999999999995,0.8100000000000005,35.456249999999947,57.112752023404894,33.696269976954397,10.0800001621246,null,null,null,null,null,null,null,null,null,null,null,null,null,null,null,null,null,null,"Sum",5,null,null,2,56.739999999999988,40.557973456050981,86.921041055612577]
[{"$f":"INDEX(Seas_Ar,C104)","v":"Sum"},{"$f":"INDEX(WDWE_Ar,D104)","v":"WD"},1,5,3,"L",110.625,139.83118015658772,10.139849749588899,253.15919791941599,"R",null,null,0.17999999999999949,0.82000000000000051,34.337499999999949,55.834416067217369,31.678289493641799,10.0800001621246,null,null,null,null,null,null,null,null,null,null,null,null,null,null,null,null,null,null,"Sum",5,null,null,3,50.747380952380951,40.330343993191342,86.921041055612577]
[{"$f":"INDEX(Seas_Ar,C105)","v":"Sum"},{"$f":"INDEX(WDWE_Ar,D105)","v":"WD"},1,5,4,"L",101.21000000000001,127.93051971659429,9.9900001287460292,253.15919791941599,"R",null,null,0.16999999999999948,0.83000000000000052,33.212499999999892,54.431225070477623,29.902568247402485,10.0800001621246,null,null,null,null,null,null,null,null,null,null,null,null,null,null,null,null,null,null,"Sum",5,null,null,4,47.092142857142846,39.331819637445342,86.921041055612577]
[{"$f":"INDEX(Seas_Ar,C106)","v":"Sum"},{"$f":"INDEX(WDWE_Ar,D106)","v":"WD"},1,5,5,"L",99.97,126.36314648817242,74.595329132122899,253.15919791941599,"R",null,null,0.15999999999999948,0.84000000000000052,32.009999999999827,53.284325947588023,27.372599971675683,10.0800001621246,null,null,null,null,null,null,null,null,null,null,null,null,null,null,null,null,null,null,"Sum",5,null,null,5,47.555238095238096,41.559827774638428,86.921041055612577]
[{"$f":"INDEX(Seas_Ar,C107)","v":"Sum"},{"$f":"INDEX(WDWE_Ar,D107)","v":"WD"},1,5,6,"L",113.73,143.75593328098279,74.595329132122899,253.15919791941599,"R",null,null,0.14999999999999947,0.85000000000000053,31.021249999999942,51.486418840551444,24.974999845503731,10.0800001621246,null,null,null,null,null,null,null,null,null,null,null,null,null,null,null,null,null,null,"Sum",5,null,null,6,57.847499999999975,45.327484548668835,86.444641084571344]
[{"$f":"INDEX(Seas_Ar,C108)","v":"Sum"},{"$f":"INDEX(WDWE_Ar,D108)","v":"WD"},1,5,7,"L",173.24,218.97720813855148,97.282618509893297,194.735525593023,"R",null,null,0.13999999999999946,0.86000000000000054,30.044999999999881,49.654734466930144,22.697279606552101,10.0800001621246,null,null,null,null,null,null,null,null,null,null,null,null,null,null,null,null,null,null,"Sum",5,null,null,7,67.917380952380952,58.160353636626475,59.027040921907407]
[{"$f":"INDEX(Seas_Ar,C109)","v":"Sum"},{"$f":"INDEX(WDWE_Ar,D109)","v":"WD"},1,5,8,"L",220.55500000000001,278.78387289885836,111.138751432299,131.11056949156699,"R",null,null,0.12999999999999945,0.87000000000000055,28.678749999999937,47.607037297438517,21.168810806336399,10.0800001621246,null,null,null,null,null,null,null,null,null,null,null,null,null,null,null,null,null,null,"Sum",5,null,null,8,82.389523809523808,62.605903117749286,56.476560910177483]
[{"$f":"INDEX(Seas_Ar,C110)","v":"Sum"},{"$f":"INDEX(WDWE_Ar,D110)","v":"WD"},1,5,9,"L",240.36500000000001,303.82392423356572,97.282618509893297,128.53008422057101,"R",null,null,0.11999999999999944,0.88000000000000056,27.199999999999878,45.088062726525862,18.601381078118955,10.0800001621246,null,null,null,null,null,null,null,null,null,null,null,null,null,null,null,null,null,null,"Sum",5,null,null,9,90.657142857142858,61.735584406968847,44.988480563357292]
[{"$f":"INDEX(Seas_Ar,C111)","v":"Sum"},{"$f":"INDEX(WDWE_Ar,D111)","v":"WD"},1,5,10,"L",236.815,299.33668636187406,97.282618509893297,128.53008422057101,"R",null,null,0.10999999999999943,0.89000000000000057,25.458749999999807,42.778937259980282,15.724259973993201,10.0800001621246,null,null,null,null,null,null,null,null,null,null,null,null,null,null,null,null,null,null,"Sum",5,null,null,10,90.310357142857143,57.379706241445525,39.761760851911468]
[{"$f":"INDEX(Seas_Ar,C112)","v":"Sum"},{"$f":"INDEX(WDWE_Ar,D112)","v":"WD"},1,5,11,"L",224.60499999999999,283.90311610459099,97.282618509893297,124.246084151668,"R",null,null,9.9999999999999423E-2,0.90000000000000058,23.414999999999743,39.661574502339015,13.136850264572795,10.0800001621246,null,null,null,null,null,null,null,null,null,null,null,null,null,null,null,null,null,null,"Sum",5,null,null,11,88.128571428571448,54.909798133600759,37.605121031457905]
[{"$f":"INDEX(Seas_Ar,C113)","v":"Sum"},{"$f":"INDEX(WDWE_Ar,D113)","v":"WD"},1,5,12,"L",200.81,253.8259822575763,90.309602688217097,120.536643784389,"R",null,null,8.9999999999999414E-2,0.91000000000000059,21.056249999999807,36.122514647213897,11.1788097248697,10.0800001621246,null,null,null,null,null,null,null,null,null,null,null,null,null,null,null,null,null,null,"Sum",5,null,null,12,92.607023809523824,54.760423421320198,31.844400624777812]
[{"$f":"INDEX(Seas_Ar,C114)","v":"Sum"},{"$f":"INDEX(WDWE_Ar,D114)","v":"WD"},1,5,13,"L",196.94499999999999,248.94058102543877,74.595329132122899,95.568479076166099,"R",null,null,7.9999999999999405E-2,0.9200000000000006,18.754999999999935,32.482075197197872,10.6593302135896,10.0800001621246,null,null,null,null,null,null,null,null,null,null,null,null,null,null,null,null,null,null,"Sum",5,null,null,13,88.87297619047618,52.513149162900085,32.706000881250375]
[{"$f":"INDEX(Seas_Ar,C115)","v":"Sum"},{"$f":"INDEX(WDWE_Ar,D115)","v":"WD"},1,5,14,"L",206.86,261.47324679947332,90.309602688217097,95.568479076166099,"R",null,null,6.9999999999999396E-2,0.9300000000000006,15.822499999999865,28.192298759849152,10.139849749588899,10.0800001621246,null,null,null,null,null,null,null,null,null,null,null,null,null,null,null,null,null,null,"Sum",5,null,null,14,90.658095238095228,53.109695109897324,31.756080467259906]
[{"$f":"INDEX(Seas_Ar,C116)","v":"Sum"},{"$f":"INDEX(WDWE_Ar,D116)","v":"WD"},1,5,15,"L",212.85,269.04467070128538,97.282618509893297,128.53008422057101,"R",null,null,5.9999999999999387E-2,0.94000000000000061,12.899999999999727,23.961902205023993,9.9900001287460292,10.0800001621246,null,null,null,null,null,null,null,null,null,null,null,null,null,null,null,null,null,null,"Sum",5,null,null,15,86.663333333333341,53.079487354896045,39.033360876817135]
[{"$f":"INDEX(Seas_Ar,C117)","v":"Sum"},{"$f":"INDEX(WDWE_Ar,D117)","v":"WD"},1,5,16,"L",236.67500000000001,299.15972486834261,97.282618509893297,128.53008422057101,"R",null,null,4.9999999999999378E-2,0.95000000000000062,10.412499999999861,19.013821834903798,9.9900001287460292,10.0800001621246,null,null,null,null,null,null,null,null,null,null,null,null,null,null,null,null,null,null,"Sum",5,null,null,16,83.60059523809521,56.972256879706698,44.435281081808867]
[{"$f":"INDEX(Seas_Ar,C118)","v":"Sum"},{"$f":"INDEX(WDWE_Ar,D118)","v":"WD"},1,5,17,"L",222.53,281.28029396832056,97.282618509893297,208.67616766294401,"R",null,null,3.9999999999999369E-2,0.96000000000000063,6.8649999999997906,13.847627716944176,9.9900001287460292,10.0800001621246,null,null,null,null,null,null,null,null,null,null,null,null,null,null,null,null,null,null,"Sum",5,null,null,17,84.763452380952401,59.079909109611449,68.200561430175441]
[{"$f":"INDEX(Seas_Ar,C119)","v":"Sum"},{"$f":"INDEX(WDWE_Ar,D119)","v":"WD"},1,5,18,"L",205.64499999999998,259.93747383775349,106.25364197908399,208.67616766294401,"R",null,null,2.9999999999999361E-2,0.97000000000000064,3.9049999999997156,8.1905721127957829,9.9900001287460292,10.0800001621246,null,null,null,null,null,null,null,null,null,null,null,null,null,null,null,null,null,null,"Sum",5,null,null,18,80.025714285714287,60.997989301283646,70.569361761243471]
[{"$f":"INDEX(Seas_Ar,C120)","v":"Sum"},{"$f":"INDEX(WDWE_Ar,D120)","v":"WD"},1,5,19,"L",137.22500000000002,173.45386392757288,109.780110805048,208.67616766294401,"R",null,null,1.9999999999999352E-2,0.98000000000000065,1.0374999999999281,2.9393345503083865,9.9900001287460292,7.3987202728063348,null,null,null,null,null,null,null,null,null,null,null,null,null,null,null,null,null,null,"Sum",5,null,null,19,70.468690476190474,63.613466637541833,72.012721586704245]
[{"$f":"INDEX(Seas_Ar,C121)","v":"Sum"},{"$f":"INDEX(WDWE_Ar,D121)","v":"WD"},1,5,20,"L",120.63,152.4776068907496,113.026860846891,238.936317075424,"R",null,null,9.9999999999993427E-3,0.99000000000000066,0.26,0.2710932131774737,9.8401505079031004,0.1965600072166358,null,null,null,null,null,null,null,null,null,null,null,null,null,null,null,null,null,null,"Sum",5,null,null,20,66.69916666666667,64.260675682982324,75.931441254224339]
[{"$f":"INDEX(Seas_Ar,C122)","v":"Sum"},{"$f":"INDEX(WDWE_Ar,D122)","v":"WD"},1,5,21,"L",112.82,142.60568357302802,121.917962485828,279.15552695081698,"R",null,null,0,1,5.0000000000000001E-3,0.01,9.9899999054521293E-3,1.0079999936819E-2,null,null,null,null,null,null,null,null,null,null,null,null,null,null,null,null,null,null,"Sum",5,null,null,21,69.359761904761896,66.135703335636592,84.29496206440065]
[{"$f":"INDEX(Seas_Ar,C123)","v":"Sum"},{"$f":"INDEX(WDWE_Ar,D123)","v":"WD"},1,5,22,"L",128.84,162.85513447570406,109.65024354721,208.67616766294401,"R",null,null,null,null,null,null,null,null,null,null,null,null,null,null,null,null,null,null,null,null,null,null,null,null,null,null,"Sum",5,null,null,22,74.607023809523838,63.88985616202141,76.906082062746947]
[{"$f":"INDEX(Seas_Ar,C124)","v":"Sum"},{"$f":"INDEX(WDWE_Ar,D124)","v":"WD"},1,5,23,"L",140.32499999999999,177.37229699862752,109.65024354721,208.67616766294401,"R",null,null,null,null,null,null,null,null,null,null,null,null,null,null,null,null,null,null,null,null,null,null,null,null,null,null,"Sum",5,null,null,23,71.602857142857147,59.395307509078236,71.509921697635889]
[{"$f":"INDEX(Seas_Ar,C125)","v":"Sum"},{"$f":"INDEX(WDWE_Ar,D125)","v":"WD"},1,5,24,"L",197.55,249.70530747962852,97.282618509893297,208.67616766294401,"R",null,null,null,null,null,null,null,null,null,null,null,null,null,null,null,null,null,null,null,null,null,null,null,null,null,null,"Sum",5,null,null,24,67.141785714285703,49.664571841784856,70.569361761243471]
[{"$f":"INDEX(Seas_Ar,C126)","v":"Sum"},{"$f":"INDEX(WDWE_Ar,D126)","v":"WE"},1,6,1,"L",128.86500000000001,162.88673474240611,79.700219807653397,198.303838882837,"R",null,null,null,null,null,null,null,null,null,null,null,null,null,null,null,null,null,null,null,null,null,null,null,null,null,null,"Sum",6,null,{"$f":"AO102+1","v":6},1,66.021951219512175,37.294375986401008,68.861397801828701]
[{"$f":"INDEX(Seas_Ar,C127)","v":"Sum"},{"$f":"INDEX(WDWE_Ar,D127)","v":"WE"},1,6,2,"L",118.905,150.29718848830791,79.700219807653397,198.303838882837,"R",null,null,null,null,null,null,null,null,null,null,null,null,null,null,null,null,null,null,null,null,null,null,null,null,null,null,"Sum",6,null,null,2,59.189390243902423,35.592421082932738,68.861397801828701]
[{"$f":"INDEX(Seas_Ar,C128)","v":"Sum"},{"$f":"INDEX(WDWE_Ar,D128)","v":"WE"},1,6,3,"L",97.039999999999992,122.65959523069171,79.700219807653397,198.303838882837,"R",null,null,null,null,null,null,null,null,null,null,null,null,null,null,null,null,null,null,null,null,null,null,null,null,null,null,"Sum",6,null,null,3,53.221341463414653,35.076108577767435,68.861397801828701]
[{"$f":"INDEX(Seas_Ar,C129)","v":"Sum"},{"$f":"INDEX(WDWE_Ar,D129)","v":"WE"},1,6,4,"L",97.375,123.08303880449924,79.700219807653397,198.303838882837,"R",null,null,null,null,null,null,null,null,null,null,null,null,null,null,null,null,null,null,null,null,null,null,null,null,null,null,"Sum",6,null,null,4,48.218292682926815,35.051499109057062,68.861397801828701]
[{"$f":"INDEX(Seas_Ar,C130)","v":"Sum"},{"$f":"INDEX(WDWE_Ar,D130)","v":"WE"},1,6,5,"L",96.47,121.9391091498849,79.700219807653397,198.303838882837,"R",null,null,null,null,null,null,null,null,null,null,null,null,null,null,null,null,null,null,null,null,null,null,null,null,null,null,"Sum",6,null,null,5,48.476951219512195,35.982274752302821,68.861397801828701]
[{"$f":"INDEX(Seas_Ar,C131)","v":"Sum"},{"$f":"INDEX(WDWE_Ar,D131)","v":"WE"},1,6,6,"L",98.13,124.03736685890125,79.700219807653397,198.303838882837,"R",null,null,null,null,null,null,null,null,null,null,null,null,null,null,null,null,null,null,null,null,null,null,null,null,null,null,"Sum",6,null,null,6,58.404390243902448,36.577288855888042,65.458291169290405]
[{"$f":"INDEX(Seas_Ar,C132)","v":"Sum"},{"$f":"INDEX(WDWE_Ar,D132)","v":"WE"},1,6,7,"L",95.2,120.33381560142057,79.700219807653397,126.977763272752,"R",null,null,null,null,null,null,null,null,null,null,null,null,null,null,null,null,null,null,null,null,null,null,null,null,null,null,"Sum",6,null,null,7,62.238658536585383,38.898380256121989,27.368675674680645]
[{"$f":"INDEX(Seas_Ar,C133)","v":"Sum"},{"$f":"INDEX(WDWE_Ar,D133)","v":"WE"},1,6,8,"L",99.449999999999989,125.70586094076968,79.700219807653397,111.88800179958299,"R",null,null,null,null,null,null,null,null,null,null,null,null,null,null,null,null,null,null,null,null,null,null,null,null,null,null,"Sum",6,null,null,8,62.344878048780494,42.845404656713598,22.874962415249506]
[{"$f":"INDEX(Seas_Ar,C134)","v":"Sum"},{"$f":"INDEX(WDWE_Ar,D134)","v":"WE"},1,6,9,"L",116.72,147.53532517854842,101.128774656872,111.88800179958299,"R",null,null,null,null,null,null,null,null,null,null,null,null,null,null,null,null,null,null,null,null,null,null,null,null,null,null,"Sum",6,null,null,9,66.828902439024375,46.071931183944983,21.473842269385948]
[{"$f":"INDEX(Seas_Ar,C135)","v":"Sum"},{"$f":"INDEX(WDWE_Ar,D135)","v":"WE"},1,6,10,"L",144.01499999999999,182.03649636385063,101.128774656872,111.88800179958299,"R",null,null,null,null,null,null,null,null,null,null,null,null,null,null,null,null,null,null,null,null,null,null,null,null,null,null,"Sum",6,null,null,10,{"$f":"AVERAGEIFS(G$5:G$22182,$A$5:$A$22182,$AL135,$D$5:$D$22182,$AM135,$E$5:$E$22182,$AP135)","v":73.814146341463413},46.051220222010564,19.181748561791657]
[{"$f":"INDEX(Seas_Ar,C136)","v":"Sum"},{"$f":"INDEX(WDWE_Ar,D136)","v":"WE"},1,6,11,"L",132.345,167.28549186733198,101.128774656872,88.714083580179206,"R",null,null,null,null,null,null,null,null,null,null,null,null,null,null,null,null,null,null,null,null,null,null,null,null,null,null,"Sum",6,null,null,11,75.272317073170726,46.076804759645775,18.292004208813957]
[{"$f":"INDEX(Seas_Ar,C137)","v":"Sum"},{"$f":"INDEX(WDWE_Ar,D137)","v":"WE"},1,6,12,"L",110.44,139.5973381829925,85.953962022342694,88.714083580179206,"R",null,null,null,null,null,null,null,null,null,null,null,null,null,null,null,null,null,null,null,null,null,null,null,null,null,null,"Sum",6,null,null,12,70.103902439024367,45.151632911817472,16.787134057917687]
[{"$f":"INDEX(Seas_Ar,C138)","v":"Sum"},{"$f":"INDEX(WDWE_Ar,D138)","v":"WE"},1,6,13,"L",92.38,116.7693055174289,85.953962022342694,88.714083580179206,"R",null,null,null,null,null,null,null,null,null,null,null,null,null,null,null,null,null,null,null,null,null,null,null,null,null,null,"Sum",6,null,null,13,66.08243902439024,44.040550048513367,16.582092011953726]
[{"$f":"INDEX(Seas_Ar,C139)","v":"Sum"},{"$f":"INDEX(WDWE_Ar,D139)","v":"WE"},1,6,14,"L",99.18,125.36457806038753,85.953962022342694,88.714083580179206,"R",null,null,null,null,null,null,null,null,null,null,null,null,null,null,null,null,null,null,null,null,null,null,null,null,null,null,"Sum",6,null,null,14,63.840243902439028,43.356113398412461,16.232979824927401]
[{"$f":"INDEX(Seas_Ar,C140)","v":"Sum"},{"$f":"INDEX(WDWE_Ar,D140)","v":"WE"},1,6,15,"L",102.495,129.55477342507984,85.953962022342694,111.88800179958299,"R",null,null,null,null,null,null,null,null,null,null,null,null,null,null,null,null,null,null,null,null,null,null,null,null,null,null,"Sum",6,null,null,15,62.887317073170735,43.8526895690635,20.445682236905665]
[{"$f":"INDEX(Seas_Ar,C141)","v":"Sum"},{"$f":"INDEX(WDWE_Ar,D141)","v":"WE"},1,6,16,"L",105.215,132.99288244226329,103.10679041417499,121.151524409513,"R",null,null,null,null,null,null,null,null,null,null,null,null,null,null,null,null,null,null,null,null,null,null,null,null,null,null,"Sum",6,null,null,16,62.518780487804868,47.471019046646965,28.638263908757896]
[{"$f":"INDEX(Seas_Ar,C142)","v":"Sum"},{"$f":"INDEX(WDWE_Ar,D142)","v":"WE"},1,6,17,"L",113.745,143.77489344100402,103.10679041417499,194.35248066498701,"R",null,null,null,null,null,null,null,null,null,null,null,null,null,null,null,null,null,null,null,null,null,null,null,null,null,null,"Sum",6,null,null,17,64.826341463414622,52.314706985547453,50.383282543052978]
[{"$f":"INDEX(Seas_Ar,C143)","v":"Sum"},{"$f":"INDEX(WDWE_Ar,D143)","v":"WE"},1,6,18,"L",124.625,157.5273295097378,103.10679041417499,194.35248066498701,"R",null,null,null,null,null,null,null,null,null,null,null,null,null,null,null,null,null,null,null,null,null,null,null,null,null,null,"Sum",6,null,null,18,67.074878048780491,55.199380561908598,54.134517864141124]
[{"$f":"INDEX(Seas_Ar,C144)","v":"Sum"},{"$f":"INDEX(WDWE_Ar,D144)","v":"WE"},1,6,19,"L",113.57,143.55369157408964,103.10679041417499,194.35248066498701,"R",null,null,null,null,null,null,null,null,null,null,null,null,null,null,null,null,null,null,null,null,null,null,null,null,null,null,"Sum",6,null,null,19,65.789512195121944,56.143313320960701,54.554681730196556]
[{"$f":"INDEX(Seas_Ar,C145)","v":"Sum"},{"$f":"INDEX(WDWE_Ar,D145)","v":"WE"},1,6,20,"L",93.594999999999999,118.30507847914872,103.10679041417499,218.48400351405101,"R",null,null,null,null,null,null,null,null,null,null,null,null,null,null,null,null,null,null,null,null,null,null,null,null,null,null,"Sum",6,null,null,20,63.41987804878049,56.944219414610338,55.590955002002616]
[{"$f":"INDEX(Seas_Ar,C146)","v":"Sum"},{"$f":"INDEX(WDWE_Ar,D146)","v":"WE"},1,6,21,"L",114.06,144.17305680144989,103.10679041417499,252.66528775522201,"R",null,null,null,null,null,null,null,null,null,null,null,null,null,null,null,null,null,null,null,null,null,null,null,null,null,null,"Sum",6,null,null,21,63.814756097560966,58.541401007735971,59.588535727607336]
[{"$f":"INDEX(Seas_Ar,C147)","v":"Sum"},{"$f":"INDEX(WDWE_Ar,D147)","v":"WE"},1,6,22,"L",137.67000000000002,174.01634867486945,106.25364197908399,244.08719777350399,"R",null,null,null,null,null,null,null,null,null,null,null,null,null,null,null,null,null,null,null,null,null,null,null,null,null,null,"Sum",6,null,null,22,64.943902439024413,56.72054091418066,56.413089357698382]
[{"$f":"INDEX(Seas_Ar,C148)","v":"Sum"},{"$f":"INDEX(WDWE_Ar,D148)","v":"WE"},1,6,23,"L",88.83,112.28206764573727,103.10679041417499,194.35248066498701,"R",null,null,null,null,null,null,null,null,null,null,null,null,null,null,null,null,null,null,null,null,null,null,null,null,null,null,"Sum",6,null,null,23,59.671707317073178,53.334661496669092,53.866537287618954]
[{"$f":"INDEX(Seas_Ar,C149)","v":"Sum"},{"$f":"INDEX(WDWE_Ar,D149)","v":"WE"},1,6,24,"L",76.62,96.848497388454248,103.10679041417499,194.35248066498701,"R",null,null,null,null,null,null,null,null,null,null,null,null,null,null,null,null,null,null,null,null,null,null,null,null,null,null,"Sum",6,null,null,24,57.282073170731707,50.815232077398122,53.600277773017098]
[{"$f":"INDEX(Seas_Ar,C150)","v":"Sum"},{"$f":"INDEX(WDWE_Ar,D150)","v":"WE"},1,7,1,"L",72.83,92.057896956422894,87.022891731247896,255.26592964275301,"R",null,null,null,null,null,null,null,null,null,null,null,null,null,null,null,null,null,null,null,null,null,null,null,null,null,null,"Sum",7,null,{"$f":"AO126+1","v":7},1,53.838375000000006,{"$f":"AVERAGEIFS(I$5:I$22182,$A$5:$A$22182,$AL150,$D$5:$D$22182,$AM150,$E$5:$E$22182,$AP150)","v":39.944516160550805},{"$f":"AVERAGEIFS(J$5:J$22182,$A$5:$A$22182,$AL150,$D$5:$D$22182,$AM150,$E$5:$E$22182,$AP150)","v":80.86276928039247}]
[{"$f":"INDEX(Seas_Ar,C151)","v":"Sum"},{"$f":"INDEX(WDWE_Ar,D151)","v":"WE"},1,7,2,"L",82.734999999999999,104.57792262377657,82.257657401647506,255.26592964275301,"R",null,null,null,null,null,null,null,null,null,null,null,null,null,null,null,null,null,null,null,null,null,null,null,null,null,null,"Sum",7,null,null,2,49.284875000000014,35.715748756404125,80.86276928039247]
[{"$f":"INDEX(Seas_Ar,C152)","v":"Sum"},{"$f":"INDEX(WDWE_Ar,D152)","v":"WE"},1,7,3,"L",83.38,105.39320950468957,82.257657401647506,255.26592964275301,"R",null,null,null,null,null,null,null,null,null,null,null,null,null,null,null,null,null,null,null,null,null,null,null,null,null,null,"Sum",7,null,null,3,45.815249999999999,35.845868389943682,80.86276928039247]
[{"$f":"INDEX(Seas_Ar,C153)","v":"Sum"},{"$f":"INDEX(WDWE_Ar,D153)","v":"WE"},1,7,4,"L",83.259999999999991,105.2415282245197,82.257657401647506,255.26592964275301,"R",null,null,null,null,null,null,null,null,null,null,null,null,null,null,null,null,null,null,null,null,null,null,null,null,null,null,"Sum",7,null,null,4,42.461500000000008,35.033181928058951,80.86276928039247]
[{"$f":"INDEX(Seas_Ar,C154)","v":"Sum"},{"$f":"INDEX(WDWE_Ar,D154)","v":"WE"},1,7,5,"L",69.930000000000007,88.392266018984671,84.785133836502993,255.26592964275301,"R",null,null,null,null,null,null,null,null,null,null,null,null,null,null,null,null,null,null,null,null,null,null,null,null,null,null,"Sum",7,null,null,5,41.309874999999998,34.91455086409696,80.86276928039247]
[{"$f":"INDEX(Seas_Ar,C155)","v":"Sum"},{"$f":"INDEX(WDWE_Ar,D155)","v":"WE"},1,7,6,"L",75.36,95.255843946670737,84.785133836502993,255.26592964275301,"R",null,null,null,null,null,null,null,null,null,null,null,null,null,null,null,null,null,null,null,null,null,null,null,null,null,null,"Sum",7,null,null,6,46.557874999999996,37.302410660114006,79.157989310651388]
[{"$f":"INDEX(Seas_Ar,C156)","v":"Sum"},{"$f":"INDEX(WDWE_Ar,D156)","v":"WE"},1,7,7,"L",87.35,110.41133185697569,91.408501178026199,123.59088260304399,"R",null,null,null,null,null,null,null,null,null,null,null,null,null,null,null,null,null,null,null,null,null,null,null,null,null,null,"Sum",7,null,null,7,48.374500000000019,38.082879348718251,27.78199232763809]
[{"$f":"INDEX(Seas_Ar,C157)","v":"Sum"},{"$f":"INDEX(WDWE_Ar,D157)","v":"WE"},1,7,8,"L",87.284999999999997,110.32917116355036,91.408501178026199,119.891524389247,"R",null,null,null,null,null,null,null,null,null,null,null,null,null,null,null,null,null,null,null,null,null,null,null,null,null,null,"Sum",7,null,null,8,47.791374999999995,40.104355983380167,19.978560356412913]
[{"$f":"INDEX(Seas_Ar,C158)","v":"Sum"},{"$f":"INDEX(WDWE_Ar,D158)","v":"WE"},1,7,9,"L",101.61,128.43612398382714,99.750149761176004,10.0800001621246,"R",null,null,null,null,null,null,null,null,null,null,null,null,null,null,null,null,null,null,null,null,null,null,null,null,null,null,"Sum",7,null,null,9,52.874375000000001,43.225481914249016,16.781688259573492]
[{"$f":"INDEX(Seas_Ar,C159)","v":"Sum"},{"$f":"INDEX(WDWE_Ar,D159)","v":"WE"},1,7,10,"L",102.345,129.3651718248675,89.070844806346898,10.0800001621246,"R",null,null,null,null,null,null,null,null,null,null,null,null,null,null,null,null,null,null,null,null,null,null,null,null,null,null,"Sum",7,null,null,10,58.337874999999997,42.514193916514941,16.544052248060975]
[{"$f":"INDEX(Seas_Ar,C160)","v":"Sum"},{"$f":"INDEX(WDWE_Ar,D160)","v":"WE"},1,7,11,"L",101.075,127.7598782764032,89.070844806346898,10.0800001621246,"R",null,null,null,null,null,null,null,null,null,null,null,null,null,null,null,null,null,null,null,null,null,null,null,null,null,null,"Sum",7,null,null,11,59.5625,39.969741017818777,16.228044228919298]
[{"$f":"INDEX(Seas_Ar,C161)","v":"Sum"},{"$f":"INDEX(WDWE_Ar,D161)","v":"WE"},1,7,12,"L",106.27,134.32641369708995,75.973954027819602,10.0800001621246,"R",null,null,null,null,null,null,null,null,null,null,null,null,null,null,null,null,null,null,null,null,null,null,null,null,null,null,"Sum",7,null,null,12,58.927499999999974,40.234725595933142,14.803488431470324]
[{"$f":"INDEX(Seas_Ar,C162)","v":"Sum"},{"$f":"INDEX(WDWE_Ar,D162)","v":"WE"},1,7,13,"L",106.685,134.85097812434404,75.973954027819602,10.0800001621246,"R",null,null,null,null,null,null,null,null,null,null,null,null,null,null,null,null,null,null,null,null,null,null,null,null,null,null,"Sum",7,null,null,13,57.056625000000018,39.142319153070659,13.731984194527879]
[{"$f":"INDEX(Seas_Ar,C163)","v":"Sum"},{"$f":"INDEX(WDWE_Ar,D163)","v":"WE"},1,7,14,"L",98.835000000000008,124.92849437989919,75.973954027819602,9.9288005442142495,"R",null,null,null,null,null,null,null,null,null,null,null,null,null,null,null,null,null,null,null,null,null,null,null,null,null,null,"Sum",7,null,null,14,53.835625000000007,38.58962228590854,12.225528396090199]
[{"$f":"INDEX(Seas_Ar,C164)","v":"Sum"},{"$f":"INDEX(WDWE_Ar,D164)","v":"WE"},1,7,15,"L",113.50999999999999,143.47785093400469,75.973954027819602,10.0800001621246,"R",null,null,null,null,null,null,null,null,null,null,null,null,null,null,null,null,null,null,null,null,null,null,null,null,null,null,"Sum",7,null,null,15,55.203499999999984,39.278932435318318,16.544052248060979]
[{"$f":"INDEX(Seas_Ar,C165)","v":"Sum"},{"$f":"INDEX(WDWE_Ar,D165)","v":"WE"},1,7,16,"L",112.955,142.77632501321912,84.785133836502993,10.0800001621246,"R",null,null,null,null,null,null,null,null,null,null,null,null,null,null,null,null,null,null,null,null,null,null,null,null,null,null,"Sum",7,null,null,16,56.415750000000003,42.138819882708503,24.024924653894647]
[{"$f":"INDEX(Seas_Ar,C166)","v":"Sum"},{"$f":"INDEX(WDWE_Ar,D166)","v":"WE"},1,7,17,"L",110.655,139.86910047663017,91.408501178026199,114.135845219526,"R",null,null,null,null,null,null,null,null,null,null,null,null,null,null,null,null,null,null,null,null,null,null,null,null,null,null,"Sum",7,null,null,17,60.167875000000016,46.632571543426351,44.972172642573518]
[{"$f":"INDEX(Seas_Ar,C167)","v":"Sum"},{"$f":"INDEX(WDWE_Ar,D167)","v":"WE"},1,7,18,"L",125.78,158.98726183137268,91.408501178026199,114.135845219526,"R",null,null,null,null,null,null,null,null,null,null,null,null,null,null,null,null,null,null,null,null,null,null,null,null,null,null,"Sum",7,null,null,18,64.437124999999995,50.486463972663373,47.490660984929711]
[{"$f":"INDEX(Seas_Ar,C168)","v":"Sum"},{"$f":"INDEX(WDWE_Ar,D168)","v":"WE"},1,7,19,"L",127.98500000000001,161.77440535449384,91.408501178026199,114.135845219526,"R",null,null,null,null,null,null,null,null,null,null,null,null,null,null,null,null,null,null,null,null,null,null,null,null,null,null,"Sum",7,null,null,19,64.625749999999996,51.659539351453134,51.161544997828891]
[{"$f":"INDEX(Seas_Ar,C169)","v":"Sum"},{"$f":"INDEX(WDWE_Ar,D169)","v":"WE"},1,7,20,"L",127.41499999999999,161.05391927368697,91.408501178026199,114.135845219526,"R",null,null,null,null,null,null,null,null,null,null,null,null,null,null,null,null,null,null,null,null,null,null,null,null,null,null,"Sum",7,null,null,20,62.195124999999997,51.123325873511519,48.473460808476133]
[{"$f":"INDEX(Seas_Ar,C170)","v":"Sum"},{"$f":"INDEX(WDWE_Ar,D170)","v":"WE"},1,7,21,"L",120.205,151.9404023568147,91.408501178026199,129.59856946724901,"R",null,null,null,null,null,null,null,null,null,null,null,null,null,null,null,null,null,null,null,null,null,null,null,null,null,null,"Sum",7,null,null,21,63.803500000000007,54.670026127478195,54.863173330375375]
[{"$f":"INDEX(Seas_Ar,C171)","v":"Sum"},{"$f":"INDEX(WDWE_Ar,D171)","v":"WE"},1,7,22,"L",124.81,157.76117148333299,91.408501178026199,134.779688935346,"R",null,null,null,null,null,null,null,null,null,null,null,null,null,null,null,null,null,null,null,null,null,null,null,null,null,null,"Sum",7,null,null,22,66.114749999999987,51.150299002952771,52.5997089652044]
[{"$f":"INDEX(Seas_Ar,C172)","v":"Sum"},{"$f":"INDEX(WDWE_Ar,D172)","v":"WE"},1,7,23,"L",120.08500000000001,151.78872107664486,91.408501178026199,129.59856946724901,"R",null,null,null,null,null,null,null,null,null,null,null,null,null,null,null,null,null,null,null,null,null,null,null,null,null,null,"Sum",7,null,null,23,57.83,47.387066232648579,49.482468943906476]
[{"$f":"INDEX(Seas_Ar,C173)","v":"Sum"},{"$f":"INDEX(WDWE_Ar,D173)","v":"WE"},1,7,24,"L",114.30500000000001,144.48273941513003,60.539399255847897,114.135845219526,"R",null,null,null,null,null,null,null,null,null,null,null,null,null,null,null,null,null,null,null,null,null,null,null,null,null,null,"Sum",7,null,null,24,52.667749999999998,42.730477498854476,47.490408738831917]
[{"$f":"INDEX(Seas_Ar,C174)","v":"Sum"},{"$f":"INDEX(WDWE_Ar,D174)","v":"WD"},1,1,1,"L",91.58,110.40917901920633,92.207704237031905,85.266717680005897,"R",null,null,null,null,null,null,null,null,null,null,null,null,null,null,null,null,null,null,null,null,null,null,null,null,null,null,"Win",1,"Win",1,1,85.286363636363646,73.47856998820636,125.03079577178902]
[{"$f":"INDEX(Seas_Ar,C175)","v":"Sum"},{"$f":"INDEX(WDWE_Ar,D175)","v":"WD"},1,1,2,"L",91.55,113.53700914913128,92.207704237031905,85.266717680005897,"R",null,null,null,null,null,null,null,null,null,null,null,null,null,null,null,null,null,null,null,null,null,null,null,null,null,null,"Win",1,null,null,2,77.943181818181813,70.755840788300105,125.03079577178902]
[{"$f":"INDEX(Seas_Ar,C176)","v":"Sum"},{"$f":"INDEX(WDWE_Ar,D176)","v":"WD"},1,1,3,"L",106.69,108.65178992558872,92.207704237031905,85.266717680005897,"R",null,null,null,null,null,null,null,null,null,null,null,null,null,null,null,null,null,null,null,null,null,null,null,null,null,null,"Win",1,null,null,3,70.190454545454557,66.976896080972793,125.03079577178902]
[{"$f":"INDEX(Seas_Ar,C177)","v":"Sum"},{"$f":"INDEX(WDWE_Ar,D177)","v":"WD"},1,1,4,"L",117.05,127.33009510867143,93.506399680709805,85.266717680005897,"R",null,null,null,null,null,null,null,null,null,null,null,null,null,null,null,null,null,null,null,null,null,null,null,null,null,null,"Win",1,null,null,4,64.379393939393935,63.286044948784486,125.03079577178902]
[{"$f":"INDEX(Seas_Ar,C178)","v":"Sum"},{"$f":"INDEX(WDWE_Ar,D178)","v":"WD"},1,1,5,"L",128.25,129.32932673810802,93.506399680709805,85.266717680005897,"R",null,null,null,null,null,null,null,null,null,null,null,null,null,null,null,null,null,null,null,null,null,null,null,null,null,null,"Win",1,null,null,5,61.123181818181834,69.632419788513459,125.03079577178902]
[{"$f":"INDEX(Seas_Ar,C179)","v":"Sum"},{"$f":"INDEX(WDWE_Ar,D179)","v":"WD"},1,1,6,"L",119.70500000000001,122.08211208140045,93.506399680709805,82.716478869457205,"R",null,null,null,null,null,null,null,null,null,null,null,null,null,null,null,null,null,null,null,null,null,null,null,null,null,null,"Win",1,null,null,6,59.716818181818191,75.891609169108946,124.83774885484353]
[{"$f":"INDEX(Seas_Ar,C180)","v":"Sum"},{"$f":"INDEX(WDWE_Ar,D180)","v":"WD"},1,1,7,"L",138.44999999999999,130.60303076008773,93.506399680709805,10.0800001621246,"R",null,null,null,null,null,null,null,null,null,null,null,null,null,null,null,null,null,null,null,null,null,null,null,null,null,null,"Win",1,null,null,7,71.148787878787857,134.48023539719176,149.47235133652163]
[{"$f":"INDEX(Seas_Ar,C181)","v":"Sum"},{"$f":"INDEX(WDWE_Ar,D181)","v":"WD"},1,1,8,"L",147.52500000000001,134.84333655477982,111.138751432299,10.0800001621246,"R",null,null,null,null,null,null,null,null,null,null,null,null,null,null,null,null,null,null,null,null,null,null,null,null,null,null,"Win",1,null,null,8,86.522121212121206,193.48117464245092,187.16299848952758]
[{"$f":"INDEX(Seas_Ar,C182)","v":"Sum"},{"$f":"INDEX(WDWE_Ar,D182)","v":"WD"},1,1,9,"L",153.16,153.10244800910974,111.138751432299,9.9288005442142495,"R",null,null,null,null,null,null,null,null,null,null,null,null,null,null,null,null,null,null,null,null,null,null,null,null,null,null,"Win",1,null,null,9,102.1259090909091,173.03951621195074,165.51757451856216]
[{"$f":"INDEX(Seas_Ar,C183)","v":"Sum"},{"$f":"INDEX(WDWE_Ar,D183)","v":"WD"},1,1,10,"L",166.42500000000001,181.08362940336096,110.459431118674,9.9288005442142495,"R",null,null,null,null,null,null,null,null,null,null,null,null,null,null,null,null,null,null,null,null,null,null,null,null,null,null,"Win",1,null,null,10,109.69318181818181,149.50337952279816,141.48043919848217]
[{"$f":"INDEX(Seas_Ar,C184)","v":"Sum"},{"$f":"INDEX(WDWE_Ar,D184)","v":"WD"},1,1,11,"L",154.61500000000001,170.86981297394109,111.138751432299,9.9288005442142495,"R",null,null,null,null,null,null,null,null,null,null,null,null,null,null,null,null,null,null,null,null,null,null,null,null,null,null,"Win",1,null,null,11,107.35348484848484,138.6899621023762,130.51675883804037]
[{"$f":"INDEX(Seas_Ar,C185)","v":"Sum"},{"$f":"INDEX(WDWE_Ar,D185)","v":"WD"},1,1,12,"L",147.13999999999999,204.2924514241185,111.138751432299,1.0079999936819E-2,"R",null,null,null,null,null,null,null,null,null,null,null,null,null,null,null,null,null,null,null,null,null,null,null,null,null,null,"Win",1,null,null,12,119.10863636363636,135.18468051347023,110.49940520853491]
[{"$f":"INDEX(Seas_Ar,C186)","v":"Sum"},{"$f":"INDEX(WDWE_Ar,D186)","v":"WD"},1,1,13,"L",114.125,191.06366471482252,94.465438778457596,1.0079999936819E-2,"R",null,null,null,null,null,null,null,null,null,null,null,null,null,null,null,null,null,null,null,null,null,null,null,null,null,null,"Win",1,null,null,13,110.70696969696971,125.46653004268542,99.763595604266101]
[{"$f":"INDEX(Seas_Ar,C187)","v":"Sum"},{"$f":"INDEX(WDWE_Ar,D187)","v":"WD"},1,1,14,"L",128.69,176.89169211583271,111.138751432299,1.0079999936819E-2,"R",null,null,null,null,null,null,null,null,null,null,null,null,null,null,null,null,null,null,null,null,null,null,null,null,null,null,"Win",1,null,null,14,108.88121212121213,125.91365899475213,104.64842380020328]
[{"$f":"INDEX(Seas_Ar,C188)","v":"Sum"},{"$f":"INDEX(WDWE_Ar,D188)","v":"WD"},1,1,15,"L",118.60999999999999,171.5389106563735,111.138751432299,1.0079999936819E-2,"R",null,null,null,null,null,null,null,null,null,null,null,null,null,null,null,null,null,null,null,null,null,null,null,null,null,null,"Win",1,null,null,15,102.67166666666668,128.9148972545124,130.51400924720912]
[{"$f":"INDEX(Seas_Ar,C189)","v":"Sum"},{"$f":"INDEX(WDWE_Ar,D189)","v":"WD"},1,1,16,"L",137.33500000000001,197.17421945318108,111.138751432299,10.0800001621246,"R",null,null,null,null,null,null,null,null,null,null,null,null,null,null,null,null,null,null,null,null,null,null,null,null,null,null,"Win",1,null,null,16,96.291969696969701,138.32880729730678,156.64075844256178]
[{"$f":"INDEX(Seas_Ar,C190)","v":"Sum"},{"$f":"INDEX(WDWE_Ar,D190)","v":"WD"},1,1,17,"L",108.95500000000001,214.24024106413751,111.138751432299,10.0800001621246,"R",null,null,null,null,null,null,null,null,null,null,null,null,null,null,null,null,null,null,null,null,null,null,null,null,null,null,"Win",1,null,null,17,104.25303030303029,172.44829126342444,219.69024247776585]
[{"$f":"INDEX(Seas_Ar,C191)","v":"Sum"},{"$f":"INDEX(WDWE_Ar,D191)","v":"WD"},1,1,18,"L",90.37,199.3508022755515,111.138751432299,10.0800001621246,"R",null,null,null,null,null,null,null,null,null,null,null,null,null,null,null,null,null,null,null,null,null,null,null,null,null,null,"Win",1,null,null,18,115.70969696969699,557.03938004468944,320.25443041058247]
[{"$f":"INDEX(Seas_Ar,C192)","v":"Sum"},{"$f":"INDEX(WDWE_Ar,D192)","v":"WD"},1,1,19,"L",96.974999999999994,185.41261079451999,111.138751432299,10.0800001621246,"R",null,null,null,null,null,null,null,null,null,null,null,null,null,null,null,null,null,null,null,null,null,null,null,null,null,null,"Win",1,null,null,19,136.05636363636364,593.76110522788485,306.72860022033518]
[{"$f":"INDEX(Seas_Ar,C193)","v":"Sum"},{"$f":"INDEX(WDWE_Ar,D193)","v":"WD"},1,1,20,"L",99.16,176.28708577628535,111.138751432299,10.0800001621246,"R",null,null,null,null,null,null,null,null,null,null,null,null,null,null,null,null,null,null,null,null,null,null,null,null,null,null,"Win",1,null,null,20,156.08469696969698,255.77820931634733,253.93933492814611]
[{"$f":"INDEX(Seas_Ar,C194)","v":"Sum"},{"$f":"INDEX(WDWE_Ar,D194)","v":"WD"},1,1,21,"L",96.48,175.71472510818052,111.138751432299,83.764799809169702,"R",null,null,null,null,null,null,null,null,null,null,null,null,null,null,null,null,null,null,null,null,null,null,null,null,null,null,"Win",1,null,null,21,114.8748484848485,193.14999231368679,228.78117896708895]
[{"$f":"INDEX(Seas_Ar,C195)","v":"Sum"},{"$f":"INDEX(WDWE_Ar,D195)","v":"WD"},1,1,22,"L",115.48,207.44446580762536,111.138751432299,89.570882055873795,"R",null,null,null,null,null,null,null,null,null,null,null,null,null,null,null,null,null,null,null,null,null,null,null,null,null,null,"Win",1,null,null,22,108.17712121212121,162.13104290706954,217.13847536907454]
[{"$f":"INDEX(Seas_Ar,C196)","v":"Sum"},{"$f":"INDEX(WDWE_Ar,D196)","v":"WD"},1,1,23,"L",91.325000000000003,217.48093104411129,111.138751432299,85.266717680005897,"R",null,null,null,null,null,null,null,null,null,null,null,null,null,null,null,null,null,null,null,null,null,null,null,null,null,null,"Win",1,null,null,23,109.0587878787879,127.29409538772694,217.13847536907454]
[{"$f":"INDEX(Seas_Ar,C197)","v":"Sum"},{"$f":"INDEX(WDWE_Ar,D197)","v":"WD"},1,1,24,"L",85.210000000000008,183.30051931503459,89.010899622774105,83.764799809169702,"R",null,null,null,null,null,null,null,null,null,null,null,null,null,null,null,null,null,null,null,null,null,null,null,null,null,null,"Win",1,null,null,24,90.676363636363646,89.088399232939636,216.90877388278065]
[{"$f":"INDEX(Seas_Ar,C198)","v":"Sum"},{"$f":"INDEX(WDWE_Ar,D198)","v":"WD"},1,2,1,"L",63.61,162.71165809898221,75.973954027819602,195.65280929918299,"R",null,null,null,null,null,null,null,null,null,null,null,null,null,null,null,null,null,null,null,null,null,null,null,null,null,null,"Win",2,null,{"$f":"AO174+1","v":2},1,81.993484848484854,112.93362226264503,145.92602533510305]
[{"$f":"INDEX(Seas_Ar,C199)","v":"Sum"},{"$f":"INDEX(WDWE_Ar,D199)","v":"WD"},1,2,2,"L",62.335000000000001,176.54505114782555,75.973954027819602,195.65280929918299,"R",null,null,null,null,null,null,null,null,null,null,null,null,null,null,null,null,null,null,null,null,null,null,null,null,null,null,"Win",2,null,null,2,{"$f":"AVERAGEIFS(G$5:G$22182,$A$5:$A$22182,$AL199,$D$5:$D$22182,$AM199,$E$5:$E$22182,$AP199)","v":76.135303030303049},112.97297664115892,145.92602533510305]
[{"$f":"INDEX(Seas_Ar,C200)","v":"Sum"},{"$f":"INDEX(WDWE_Ar,D200)","v":"WD"},1,2,3,"L",60.954999999999998,155.80302299242118,75.973954027819602,195.65280929918299,"R",null,null,null,null,null,null,null,null,null,null,null,null,null,null,null,null,null,null,null,null,null,null,null,null,null,null,"Win",2,null,null,3,75.243484848484883,107.31046260847206,145.92602533510305]
[{"$f":"INDEX(Seas_Ar,C201)","v":"Sum"},{"$f":"INDEX(WDWE_Ar,D201)","v":"WD"},1,2,4,"L",60.45,149.86981944699659,75.973954027819602,195.65280929918299,"R",null,null,null,null,null,null,null,null,null,null,null,null,null,null,null,null,null,null,null,null,null,null,null,null,null,null,"Win",2,null,null,4,68.709242424242447,101.05096968530206,145.92602533510305]
[{"$f":"INDEX(Seas_Ar,C202)","v":"Sum"},{"$f":"INDEX(WDWE_Ar,D202)","v":"WD"},1,2,5,"L",65.739999999999995,149.86175802913593,75.973954027819602,195.65280929918299,"R",null,null,null,null,null,null,null,null,null,null,null,null,null,null,null,null,null,null,null,null,null,null,null,null,null,null,"Win",2,null,null,5,63.980757575757586,110.10039753170648,145.92602533510305]
[{"$f":"INDEX(Seas_Ar,C203)","v":"Sum"},{"$f":"INDEX(WDWE_Ar,D203)","v":"WD"},1,2,6,"L",68.665000000000006,167.06482374372314,75.973954027819602,195.65280929918299,"R",null,null,null,null,null,null,null,null,null,null,null,null,null,null,null,null,null,null,null,null,null,null,null,null,null,null,"Win",2,null,null,6,62.521666666666654,123.71313633908252,145.55337076035045]
[{"$f":"INDEX(Seas_Ar,C204)","v":"Sum"},{"$f":"INDEX(WDWE_Ar,D204)","v":"WD"},1,2,7,"L",98.43,183.98573983318826,92.4174933251238,99.328322520427704,"R",null,null,null,null,null,null,null,null,null,null,null,null,null,null,null,null,null,null,null,null,null,null,null,null,null,null,"Win",2,null,null,7,73.556060606060569,182.62053218722698,168.17930559747236]
[{"$f":"INDEX(Seas_Ar,C205)","v":"Sum"},{"$f":"INDEX(WDWE_Ar,D205)","v":"WD"},1,2,8,"L",104.77500000000001,202.66404501627099,92.4174933251238,99.328322520427704,"R",null,null,null,null,null,null,null,null,null,null,null,null,null,null,null,null,null,null,null,null,null,null,null,null,null,null,"Win",2,null,null,8,97.469999999999985,257.12897920069867,240.4788684973841]
[{"$f":"INDEX(Seas_Ar,C206)","v":"Sum"},{"$f":"INDEX(WDWE_Ar,D206)","v":"WD"},1,2,9,"L",118.57,214.74811038935729,92.4174933251238,47.819519384841897,"R",null,null,null,null,null,null,null,null,null,null,null,null,null,null,null,null,null,null,null,null,null,null,null,null,null,null,"Win",2,null,null,9,119.56530303030304,212.00687488300429,181.05360309846307]
[{"$f":"INDEX(Seas_Ar,C207)","v":"Sum"},{"$f":"INDEX(WDWE_Ar,D207)","v":"WD"},1,2,10,"L",128.97,200.57613779036745,92.4174933251238,36.781922283487297,"R",null,null,null,null,null,null,null,null,null,null,null,null,null,null,null,null,null,null,null,null,null,null,null,null,null,null,"Win",2,null,null,10,125.16863636363638,185.60451390438567,160.42014950288259]
[{"$f":"INDEX(Seas_Ar,C208)","v":"Sum"},{"$f":"INDEX(WDWE_Ar,D208)","v":"WD"},1,2,11,"L",117.88,174.77153921848668,92.4174933251238,38.636642467126798,"R",null,null,null,null,null,null,null,null,null,null,null,null,null,null,null,null,null,null,null,null,null,null,null,null,null,null,"Win",2,null,null,11,111.8963636363636,177.04671690938713,151.20550108918434]
[{"$f":"INDEX(Seas_Ar,C209)","v":"Sum"},{"$f":"INDEX(WDWE_Ar,D209)","v":"WD"},1,2,12,"L",107.69999999999999,87.224541252030704,84.645274444441796,23.546880993957501,"R",null,null,null,null,null,null,null,null,null,null,null,null,null,null,null,null,null,null,null,null,null,null,null,null,null,null,"Win",2,null,null,12,105.55515151515155,170.21174061010029,132.0892394902184]
[{"$f":"INDEX(Seas_Ar,C210)","v":"Sum"},{"$f":"INDEX(WDWE_Ar,D210)","v":"WD"},1,2,13,"L",118.5,29.464482280607413,84.645274444441796,24.272640313491799,"R",null,null,null,null,null,null,null,null,null,null,null,null,null,null,null,null,null,null,null,null,null,null,null,null,null,null,"Win",2,null,null,13,101.52196969696966,165.85822098910575,120.77153628167545]
[{"$f":"INDEX(Seas_Ar,C211)","v":"Sum"},{"$f":"INDEX(WDWE_Ar,D211)","v":"WD"},1,2,14,"L",126.26500000000001,68.771955769045647,73.316610335125901,36.781922283487297,"R",null,null,null,null,null,null,null,null,null,null,null,null,null,null,null,null,null,null,null,null,null,null,null,null,null,null,"Win",2,null,null,14,102.7877272727273,162.81823315522524,121.13411045077045]
[{"$f":"INDEX(Seas_Ar,C212)","v":"Sum"},{"$f":"INDEX(WDWE_Ar,D212)","v":"WD"},1,2,15,"L",105.92500000000001,163.14697466345632,80.579344696912798,47.819519384841897,"R",null,null,null,null,null,null,null,null,null,null,null,null,null,null,null,null,null,null,null,null,null,null,null,null,null,null,"Win",2,null,null,15,100.68924242424245,170.26259914825638,155.20390201575404]
[{"$f":"INDEX(Seas_Ar,C213)","v":"Sum"},{"$f":"INDEX(WDWE_Ar,D213)","v":"WD"},1,2,16,"L",115.93,233.37804706527623,92.4174933251238,99.328322520427704,"R",null,null,null,null,null,null,null,null,null,null,null,null,null,null,null,null,null,null,null,null,null,null,null,null,null,null,"Win",2,null,null,16,95.827727272727287,180.06157843935765,184.04614270569863]
[{"$f":"INDEX(Seas_Ar,C214)","v":"Sum"},{"$f":"INDEX(WDWE_Ar,D214)","v":"WD"},1,2,17,"L",124.52500000000001,248.29973152530476,110.03985294249,195.65280929918299,"R",null,null,null,null,null,null,null,null,null,null,null,null,null,null,null,null,null,null,null,null,null,null,null,null,null,null,"Win",2,null,null,17,104.0763636363636,{"$f":"AVERAGEIFS(I$5:I$22182,$A$5:$A$22182,$AL214,$D$5:$D$22182,$AM214,$E$5:$E$22182,$AP214)","v":210.75872883406518},{"$f":"AVERAGEIFS(J$5:J$22182,$A$5:$A$22182,$AL214,$D$5:$D$22182,$AM214,$E$5:$E$22182,$AP214)","v":280.1131254630892}]
[{"$f":"INDEX(Seas_Ar,C215)","v":"Sum"},{"$f":"INDEX(WDWE_Ar,D215)","v":"WD"},1,2,18,"L",118.19,229.83102320659847,93.5263839491558,195.65280929918299,"R",null,null,null,null,null,null,null,null,null,null,null,null,null,null,null,null,null,null,null,null,null,null,null,null,null,null,"Win",2,null,null,18,108.75409090909091,535.98318076195892,720.4933608758181]
[{"$f":"INDEX(Seas_Ar,C216)","v":"Sum"},{"$f":"INDEX(WDWE_Ar,D216)","v":"WD"},1,2,19,"L",108.35,173.55426512153133,110.459431118674,195.65280929918299,"R",null,null,null,null,null,null,null,null,null,null,null,null,null,null,null,null,null,null,null,null,null,null,null,null,null,null,"Win",2,null,null,19,132.99787878787879,482.59147987231904,836.87002151113472]
[{"$f":"INDEX(Seas_Ar,C217)","v":"Sum"},{"$f":"INDEX(WDWE_Ar,D217)","v":"WD"},1,2,20,"L",108.66499999999999,160.21261856218655,110.459431118674,195.65280929918299,"R",null,null,null,null,null,null,null,null,null,null,null,null,null,null,null,null,null,null,null,null,null,null,null,null,null,null,"Win",2,null,null,20,173.57999999999996,308.0894859512569,460.22897677645011]
[{"$f":"INDEX(Seas_Ar,C218)","v":"Sum"},{"$f":"INDEX(WDWE_Ar,D218)","v":"WD"},1,2,21,"L",101.03,165.99265516825918,111.138751432299,214.41169021613101,"R",null,null,null,null,null,null,null,null,null,null,null,null,null,null,null,null,null,null,null,null,null,null,null,null,null,null,"Win",2,null,null,21,123.53348484848483,225.30507772994372,283.95879911447514]
[{"$f":"INDEX(Seas_Ar,C219)","v":"Sum"},{"$f":"INDEX(WDWE_Ar,D219)","v":"WD"},1,2,22,"L",98.435000000000002,171.5389106563735,110.459431118674,195.65280929918299,"R",null,null,null,null,null,null,null,null,null,null,null,null,null,null,null,null,null,null,null,null,null,null,null,null,null,null,"Win",2,null,null,22,121.36181818181824,197.64973168983107,277.03597568880986]
[{"$f":"INDEX(Seas_Ar,C220)","v":"Sum"},{"$f":"INDEX(WDWE_Ar,D220)","v":"WD"},1,2,23,"L",91.22,169.71703021987085,110.459431118674,195.65280929918299,"R",null,null,null,null,null,null,null,null,null,null,null,null,null,null,null,null,null,null,null,null,null,null,null,null,null,null,"Win",2,null,null,23,116.9027272727273,166.46428216558684,277.03597568880986]
[{"$f":"INDEX(Seas_Ar,C221)","v":"Sum"},{"$f":"INDEX(WDWE_Ar,D221)","v":"WD"},1,2,24,"L",115.52,161.48632258416626,87.252657466020494,195.65280929918299,"R",null,null,null,null,null,null,null,null,null,null,null,null,null,null,null,null,null,null,null,null,null,null,null,null,null,null,"Win",2,null,null,24,92.918181818181822,134.37428009974326,277.03597568880986]
[{"$f":"INDEX(Seas_Ar,C222)","v":"Sum"},{"$f":"INDEX(WDWE_Ar,D222)","v":"WD"},1,3,1,"L",86.474999999999994,149.40225721107993,72.7172118517542,214.21007790820099,"R",null,null,null,null,null,null,null,null,null,null,null,null,null,null,null,null,null,null,null,null,null,null,null,null,null,null,"Win",3,null,{"$f":"AO198+1","v":3},1,82.496718750000014,79.338708064798283,159.35251700543651]
[{"$f":"INDEX(Seas_Ar,C223)","v":"Sum"},{"$f":"INDEX(WDWE_Ar,D223)","v":"WD"},1,3,2,"L",96.314999999999998,144.04947575162078,72.7172118517542,214.21007790820099,"R",null,null,null,null,null,null,null,null,null,null,null,null,null,null,null,null,null,null,null,null,null,null,null,null,null,null,"Win",3,null,null,2,81.217031249999991,77.659451630710379,159.35251700543651]
[{"$f":"INDEX(Seas_Ar,C224)","v":"Sum"},{"$f":"INDEX(WDWE_Ar,D224)","v":"WD"},1,3,3,"L",93.984999999999999,115.97961876090257,72.737188498434904,214.21007790820099,"R",null,null,null,null,null,null,null,null,null,null,null,null,null,null,null,null,null,null,null,null,null,null,null,null,null,null,"Win",3,null,null,3,74.718906250000018,69.577853174283092,159.35251700543651]
[{"$f":"INDEX(Seas_Ar,C225)","v":"Sum"},{"$f":"INDEX(WDWE_Ar,D225)","v":"WD"},1,3,4,"L",79.034999999999997,105.9431535244166,62.956981268663398,214.21007790820099,"R",null,null,null,null,null,null,null,null,null,null,null,null,null,null,null,null,null,null,null,null,null,null,null,null,null,null,"Win",3,null,null,4,68.518437499999976,74.929996362824923,159.35251700543651]
[{"$f":"INDEX(Seas_Ar,C226)","v":"Sum"},{"$f":"INDEX(WDWE_Ar,D226)","v":"WD"},1,3,5,"L",91,101.21110124022603,72.737188498434904,214.21007790820099,"R",null,null,null,null,null,null,null,null,null,null,null,null,null,null,null,null,null,null,null,null,null,null,null,null,null,null,"Win",3,null,null,5,67.419531250000006,72.321669522575462,159.35251700543651]
[{"$f":"INDEX(Seas_Ar,C227)","v":"Sum"},{"$f":"INDEX(WDWE_Ar,D227)","v":"WD"},1,3,6,"L",99.55,113.73048317778643,72.737188498434904,214.21007790820099,"R",null,null,null,null,null,null,null,null,null,null,null,null,null,null,null,null,null,null,null,null,null,null,null,null,null,null,"Win",3,null,null,6,68.411718749999991,85.696094496764744,159.35251700543651]
[{"$f":"INDEX(Seas_Ar,C228)","v":"Sum"},{"$f":"INDEX(WDWE_Ar,D228)","v":"WD"},1,3,7,"L",93.734999999999999,143.0579213547631,85.574344761285801,109.98288238417599,"R",null,null,null,null,null,null,null,null,null,null,null,null,null,null,null,null,null,null,null,null,null,null,null,null,null,null,"Win",3,null,null,7,74.779531250000019,152.1873494427424,186.44220489727232]
[{"$f":"INDEX(Seas_Ar,C229)","v":"Sum"},{"$f":"INDEX(WDWE_Ar,D229)","v":"WD"},1,3,8,"L",128.35500000000002,191.28938441492019,85.574344761285801,31.116961346425999,"R",null,null,null,null,null,null,null,null,null,null,null,null,null,null,null,null,null,null,null,null,null,null,null,null,null,null,"Win",3,null,null,8,89.148750000000007,310.55289023319267,208.07419860857735]
[{"$f":"INDEX(Seas_Ar,C230)","v":"Sum"},{"$f":"INDEX(WDWE_Ar,D230)","v":"WD"},1,3,9,"L",126.80500000000001,234.04714474770867,85.574344761285801,29.615039630374799,"R",null,null,null,null,null,null,null,null,null,null,null,null,null,null,null,null,null,null,null,null,null,null,null,null,null,null,"Win",3,null,null,9,129.04171875000003,175.21648564986231,184.5840198745955]
[{"$f":"INDEX(Seas_Ar,C231)","v":"Sum"},{"$f":"INDEX(WDWE_Ar,D231)","v":"WD"},1,3,10,"L",118.46000000000001,232.03179028255079,76.383540069780295,25.1798399435615,"R",null,null,null,null,null,null,null,null,null,null,null,null,null,null,null,null,null,null,null,null,null,null,null,null,null,null,"Win",3,null,null,10,130.72171875000001,153.76108706257557,172.88302998560499]
[{"$f":"INDEX(Seas_Ar,C232)","v":"Sum"},{"$f":"INDEX(WDWE_Ar,D232)","v":"WD"},1,3,11,"L",112.465,206.64638543942283,75.564360364093702,28.7380806929302,"R",null,null,null,null,null,null,null,null,null,null,null,null,null,null,null,null,null,null,null,null,null,null,null,null,null,null,"Win",3,null,null,11,112.64890625000002,139.7960038642978,163.29694981099675]
[{"$f":"INDEX(Seas_Ar,C233)","v":"Sum"},{"$f":"INDEX(WDWE_Ar,D233)","v":"WD"},1,3,12,"L",115.675,203.42987971303097,72.737188498434904,29.615039630374799,"R",null,null,null,null,null,null,null,null,null,null,null,null,null,null,null,null,null,null,null,null,null,null,null,null,null,null,"Win",3,null,null,12,106.36234375000002,136.34664479448509,148.35807406003036]
[{"$f":"INDEX(Seas_Ar,C234)","v":"Sum"},{"$f":"INDEX(WDWE_Ar,D234)","v":"WD"},1,3,13,"L",117.63999999999999,208.42795878662236,76.383540069780295,10.0800001621246,"R",null,null,null,null,null,null,null,null,null,null,null,null,null,null,null,null,null,null,null,null,null,null,null,null,null,null,"Win",3,null,null,13,103.85375000000002,134.95397512908187,133.98084370622385]
[{"$f":"INDEX(Seas_Ar,C235)","v":"Sum"},{"$f":"INDEX(WDWE_Ar,D235)","v":"WD"},1,3,14,"L",125.53,210.90281406983618,76.383540069780295,10.231199780035,"R",null,null,null,null,null,null,null,null,null,null,null,null,null,null,null,null,null,null,null,null,null,null,null,null,null,null,"Win",3,null,null,14,100.39187500000003,130.6192519215343,136.15245381805582]
[{"$f":"INDEX(Seas_Ar,C236)","v":"Sum"},{"$f":"INDEX(WDWE_Ar,D236)","v":"WD"},1,3,15,"L",124.22,204.59878530282251,72.737188498434904,29.615039630374799,"R",null,null,null,null,null,null,null,null,null,null,null,null,null,null,null,null,null,null,null,null,null,null,null,null,null,null,"Win",3,null,null,15,98.208281249999999,132.34252744392137,172.58881793329599]
[{"$f":"INDEX(Seas_Ar,C237)","v":"Sum"},{"$f":"INDEX(WDWE_Ar,D237)","v":"WD"},1,3,16,"L",120.82,209.78227698720843,85.574344761285801,31.116961346425999,"R",null,null,null,null,null,null,null,null,null,null,null,null,null,null,null,null,null,null,null,null,null,null,null,null,null,null,"Win",3,null,null,16,91.254687500000017,141.36099902168132,176.71594873507323]
[{"$f":"INDEX(Seas_Ar,C238)","v":"Sum"},{"$f":"INDEX(WDWE_Ar,D238)","v":"WD"},1,3,17,"L",119.81,201.9546402445354,85.574344761285801,194.86657051700601,"R",null,null,null,null,null,null,null,null,null,null,null,null,null,null,null,null,null,null,null,null,null,null,null,null,null,null,"Win",3,null,null,17,95.474531249999984,162.39900235398358,222.39630269978619]
[{"$f":"INDEX(Seas_Ar,C239)","v":"Sum"},{"$f":"INDEX(WDWE_Ar,D239)","v":"WD"},1,3,18,"L",121.02000000000001,177.33507009816742,85.574344761285801,194.86657051700601,"R",null,null,null,null,null,null,null,null,null,null,null,null,null,null,null,null,null,null,null,null,null,null,null,null,null,null,"Win",3,null,null,18,101.44015624999999,376.24525945057388,403.36475093248197]
[{"$f":"INDEX(Seas_Ar,C240)","v":"Sum"},{"$f":"INDEX(WDWE_Ar,D240)","v":"WD"},1,3,19,"L",120.6,154.83565284914545,85.574344761285801,194.86657051700601,"R",null,null,null,null,null,null,null,null,null,null,null,null,null,null,null,null,null,null,null,null,null,null,null,null,null,null,"Win",3,null,null,19,134.53296875000004,371.64954580334722,407.92027802811378]
[{"$f":"INDEX(Seas_Ar,C241)","v":"Sum"},{"$f":"INDEX(WDWE_Ar,D241)","v":"WD"},1,3,20,"L",120.405,147.87058781755999,85.574344761285801,194.86657051700601,"R",null,null,null,null,null,null,null,null,null,null,null,null,null,null,null,null,null,null,null,null,null,null,null,null,null,null,"Win",3,null,null,20,141.73781250000002,214.60206099071735,305.86626326604676]
[{"$f":"INDEX(Seas_Ar,C242)","v":"Sum"},{"$f":"INDEX(WDWE_Ar,D242)","v":"WD"},1,3,21,"L",118.765,156.89937582146706,95.394509095301601,227.193123038892,"R",null,null,null,null,null,null,null,null,null,null,null,null,null,null,null,null,null,null,null,null,null,null,null,null,null,null,"Win",3,null,null,21,115.11984375000002,181.73527177334475,234.67311258962658]
[{"$f":"INDEX(Seas_Ar,C243)","v":"Sum"},{"$f":"INDEX(WDWE_Ar,D243)","v":"WD"},1,3,22,"L",124.38,150.92586518673926,85.574344761285801,238.04928752014101,"R",null,null,null,null,null,null,null,null,null,null,null,null,null,null,null,null,null,null,null,null,null,null,null,null,null,null,"Win",3,null,null,22,111.31265625,153.89907269128977,216.26734899269644]
[{"$f":"INDEX(Seas_Ar,C244)","v":"Sum"},{"$f":"INDEX(WDWE_Ar,D244)","v":"WD"},1,3,23,"L",135.52499999999998,149.10398475023661,85.574344761285801,227.193123038892,"R",null,null,null,null,null,null,null,null,null,null,null,null,null,null,null,null,null,null,null,null,null,null,null,null,null,null,"Win",3,null,null,23,113.79156249999998,133.07491793024255,215.88493906585342]
[{"$f":"INDEX(Seas_Ar,C245)","v":"Sum"},{"$f":"INDEX(WDWE_Ar,D245)","v":"WD"},1,3,24,"L",133.39999999999998,120.40533716638916,83.0168995455264,194.86657051700601,"R",null,null,null,null,null,null,null,null,null,null,null,null,null,null,null,null,null,null,null,null,null,null,null,null,null,null,"Win",3,null,null,24,99.723281250000028,95.353303093369462,215.88493906585342]
[{"$f":"INDEX(Seas_Ar,C246)","v":"Sum"},{"$f":"INDEX(WDWE_Ar,D246)","v":"WD"},1,4,1,"L",122.515,123.77500983213305,63.985953873324398,253.10881022329301,"R",null,null,null,null,null,null,null,null,null,null,null,null,null,null,null,null,null,null,null,null,null,null,null,null,null,null,"Win",4,null,{"$f":"AO222+1","v":4},1,90.629032258064512,80.591263724025595,126.0660107841955]
[{"$f":"INDEX(Seas_Ar,C247)","v":"Sum"},{"$f":"INDEX(WDWE_Ar,D247)","v":"WD"},1,4,2,"L",119.71000000000001,118.81723784784478,63.985953873324398,253.10881022329301,"R",null,null,null,null,null,null,null,null,null,null,null,null,null,null,null,null,null,null,null,null,null,null,null,null,null,null,"Win",4,null,null,2,89.326451612903242,80.348603990848446,126.0660107841955]
[{"$f":"INDEX(Seas_Ar,C248)","v":"Sum"},{"$f":"INDEX(WDWE_Ar,D248)","v":"WD"},1,4,3,"L",118.72,89.223772881467269,54.455489025006202,253.10881022329301,"R",null,null,null,null,null,null,null,null,null,null,null,null,null,null,null,null,null,null,null,null,null,null,null,null,null,null,"Win",4,null,null,3,85.638870967741894,71.982784853964361,126.0660107841955]
[{"$f":"INDEX(Seas_Ar,C249)","v":"Sum"},{"$f":"INDEX(WDWE_Ar,D249)","v":"WD"},1,4,4,"L",115.55,84.902852908168882,56.133809351506201,253.10881022329301,"R",null,null,null,null,null,null,null,null,null,null,null,null,null,null,null,null,null,null,null,null,null,null,null,null,null,null,"Win",4,null,null,4,76.140645161290337,59.76598016763797,126.0660107841955]
[{"$f":"INDEX(Seas_Ar,C250)","v":"Sum"},{"$f":"INDEX(WDWE_Ar,D250)","v":"WD"},1,4,5,"L",113.91499999999999,89.344694149376735,56.133809351506201,253.10881022329301,"R",null,null,null,null,null,null,null,null,null,null,null,null,null,null,null,null,null,null,null,null,null,null,null,null,null,null,"Win",4,null,null,5,70.866935483870961,75.900798020125222,126.0660107841955]
[{"$f":"INDEX(Seas_Ar,C251)","v":"Sum"},{"$f":"INDEX(WDWE_Ar,D251)","v":"WD"},1,4,6,"L",124.25999999999999,93.633368451232599,63.985953873324398,253.10881022329301,"R",null,null,null,null,null,null,null,null,null,null,null,null,null,null,null,null,null,null,null,null,null,null,null,null,null,null,"Win",4,null,null,6,73.834516129032252,87.813389935299242,126.00292941347324]
[{"$f":"INDEX(Seas_Ar,C252)","v":"Sum"},{"$f":"INDEX(WDWE_Ar,D252)","v":"WD"},1,4,7,"L",128.78,142.94506150471426,63.985953873324398,134.72928585836399,"R",null,null,null,null,null,null,null,null,null,null,null,null,null,null,null,null,null,null,null,null,null,null,null,null,null,null,"Win",4,null,null,7,81.996935483870985,131.40942752976233,166.54826629153635]
[{"$f":"INDEX(Seas_Ar,C253)","v":"Sum"},{"$f":"INDEX(WDWE_Ar,D253)","v":"WD"},1,4,8,"L",151.745,170.31357514155755,110.459431118674,141.30143488984999,"R",null,null,null,null,null,null,null,null,null,null,null,null,null,null,null,null,null,null,null,null,null,null,null,null,null,null,"Win",4,null,null,8,96.884838709677439,183.36484119572137,175.64367731517581]
[{"$f":"INDEX(Seas_Ar,C254)","v":"Sum"},{"$f":"INDEX(WDWE_Ar,D254)","v":"WD"},1,4,9,"L",156,181.61568298216267,93.056852723622299,116.020800327968,"R",null,null,null,null,null,null,null,null,null,null,null,null,null,null,null,null,null,null,null,null,null,null,null,null,null,null,"Win",4,null,null,9,131.08854838709675,163.66327090643694,172.73348381301119]
[{"$f":"INDEX(Seas_Ar,C255)","v":"Sum"},{"$f":"INDEX(WDWE_Ar,D255)","v":"WD"},1,4,10,"L",134.35499999999999,182.5588688718565,79.100821324281696,116.020800327968,"R",null,null,null,null,null,null,null,null,null,null,null,null,null,null,null,null,null,null,null,null,null,null,null,null,null,null,"Win",4,null,null,10,147.68370967741939,153.08676180571672,155.69535858327328]
[{"$f":"INDEX(Seas_Ar,C256)","v":"Sum"},{"$f":"INDEX(WDWE_Ar,D256)","v":"WD"},1,4,11,"L",134.22499999999999,180.50320731739552,79.100821324281696,33.677280387849798,"R",null,null,null,null,null,null,null,null,null,null,null,null,null,null,null,null,null,null,null,null,null,null,null,null,null,null,"Win",4,null,null,11,109.57612903225807,140.26475527645084,149.64638149131449]
[{"$f":"INDEX(Seas_Ar,C257)","v":"Sum"},{"$f":"INDEX(WDWE_Ar,D257)","v":"WD"},1,4,12,"L",133.86500000000001,174.73929354704413,79.100821324281696,33.677280387849798,"R",null,null,null,null,null,null,null,null,null,null,null,null,null,null,null,null,null,null,null,null,null,null,null,null,null,null,"Win",4,null,null,12,104.69435483870967,126.92198266349345,134.45907336602809]
[{"$f":"INDEX(Seas_Ar,C258)","v":"Sum"},{"$f":"INDEX(WDWE_Ar,D258)","v":"WD"},1,4,13,"L",125.095,173.97345885028417,79.100821324281696,33.677280387849798,"R",null,null,null,null,null,null,null,null,null,null,null,null,null,null,null,null,null,null,null,null,null,null,null,null,null,null,"Win",4,null,null,13,102.88241935483873,124.32458329385059,117.05611551047832]
[{"$f":"INDEX(Seas_Ar,C259)","v":"Sum"},{"$f":"INDEX(WDWE_Ar,D259)","v":"WD"},1,4,14,"L",129.72,174.72317071132289,79.100821324281696,10.0800001621246,"R",null,null,null,null,null,null,null,null,null,null,null,null,null,null,null,null,null,null,null,null,null,null,null,null,null,null,"Win",4,null,null,14,103.54225806451613,126.39186879207058,124.72081779499101]
[{"$f":"INDEX(Seas_Ar,C260)","v":"Sum"},{"$f":"INDEX(WDWE_Ar,D260)","v":"WD"},1,4,15,"L",133.215,180.30167187087974,82.407508927931701,116.020800327968,"R",null,null,null,null,null,null,null,null,null,null,null,null,null,null,null,null,null,null,null,null,null,null,null,null,null,null,"Win",4,null,null,15,101.60887096774195,126.4434302182825,154.15214236011582]
[{"$f":"INDEX(Seas_Ar,C261)","v":"Sum"},{"$f":"INDEX(WDWE_Ar,D261)","v":"WD"},1,4,16,"L",132.97,181.21261208913108,82.407508927931701,116.020800327968,"R",null,null,null,null,null,null,null,null,null,null,null,null,null,null,null,null,null,null,null,null,null,null,null,null,null,null,"Win",4,null,null,16,96.72999999999999,137.29224778040961,173.47095026144314]
[{"$f":"INDEX(Seas_Ar,C262)","v":"Sum"},{"$f":"INDEX(WDWE_Ar,D262)","v":"WD"},1,4,17,"L",125.93,185.92048011973975,96.942962163963301,194.705286823005,"R",null,null,null,null,null,null,null,null,null,null,null,null,null,null,null,null,null,null,null,null,null,null,null,null,null,null,"Win",4,null,null,17,98.614354838709673,153.38678288258629,226.18967755569642]
[{"$f":"INDEX(Seas_Ar,C263)","v":"Sum"},{"$f":"INDEX(WDWE_Ar,D263)","v":"WD"},1,4,18,"L",113.80500000000001,179.58420568128355,107.262634126181,194.705286823005,"R",null,null,null,null,null,null,null,null,null,null,null,null,null,null,null,null,null,null,null,null,null,null,null,null,null,null,"Win",4,null,null,18,{"$f":"AVERAGEIFS(G$5:G$22182,$A$5:$A$22182,$AL263,$D$5:$D$22182,$AM263,$E$5:$E$22182,$AP263)","v":105.56354838709682},383.91280779181199,673.4926088498537]
[{"$f":"INDEX(Seas_Ar,C264)","v":"Sum"},{"$f":"INDEX(WDWE_Ar,D264)","v":"WD"},1,4,19,"L",125.50999999999999,171.11165550976006,96.942962163963301,194.705286823005,"R",null,null,null,null,null,null,null,null,null,null,null,null,null,null,null,null,null,null,null,null,null,null,null,null,null,null,"Win",4,null,null,19,139.72096774193545,704.70975161153206,316.02751582707725]
[{"$f":"INDEX(Seas_Ar,C265)","v":"Sum"},{"$f":"INDEX(WDWE_Ar,D265)","v":"WD"},1,4,20,"L",121.66499999999999,150.61146989017465,110.459431118674,194.705286823005,"R",null,null,null,null,null,null,null,null,null,null,null,null,null,null,null,null,null,null,null,null,null,null,null,null,null,null,"Win",4,null,null,20,148.13806451612902,257.81354514395679,284.91283103393408]
[{"$f":"INDEX(Seas_Ar,C266)","v":"Sum"},{"$f":"INDEX(WDWE_Ar,D266)","v":"WD"},1,4,21,"L",116.455,150.74045257594474,96.942962163963301,194.705286823005,"R",null,null,null,null,null,null,null,null,null,null,null,null,null,null,null,null,null,null,null,null,null,null,null,null,null,null,"Win",4,null,null,21,125.72129032258064,168.63249256267338,226.23812565099746]
[{"$f":"INDEX(Seas_Ar,C267)","v":"Sum"},{"$f":"INDEX(WDWE_Ar,D267)","v":"WD"},1,4,22,"L",122.035,171.48248073134909,96.942962163963301,194.705286823005,"R",null,null,null,null,null,null,null,null,null,null,null,null,null,null,null,null,null,null,null,null,null,null,null,null,null,null,"Win",4,null,null,22,122.63048387096772,141.45421220015976,220.37741890154044]
[{"$f":"INDEX(Seas_Ar,C268)","v":"Sum"},{"$f":"INDEX(WDWE_Ar,D268)","v":"WD"},1,4,23,"L",105.655,169.81376723419842,96.942962163963301,194.705286823005,"R",null,null,null,null,null,null,null,null,null,null,null,null,null,null,null,null,null,null,null,null,null,null,null,null,null,null,"Win",4,null,null,23,125.54564516129034,114.42094846027418,220.37741890154044]
[{"$f":"INDEX(Seas_Ar,C269)","v":"Sum"},{"$f":"INDEX(WDWE_Ar,D269)","v":"WD"},1,4,24,"L",110.11,143.33200956202458,96.942962163963301,194.705286823005,"R",null,null,null,null,null,null,null,null,null,null,null,null,null,null,null,null,null,null,null,null,null,null,null,null,null,null,"Win",4,null,null,24,101.67451612903224,80.230657358235305,220.37741890154044]
[{"$f":"INDEX(Seas_Ar,C270)","v":"Sum"},{"$f":"INDEX(WDWE_Ar,D270)","v":"WD"},1,5,1,"L",114.72,140.83297002522886,83.985930777497202,128.1672035995,"R",null,null,null,null,null,null,null,null,null,null,null,null,null,null,null,null,null,null,null,null,null,null,null,null,null,null,"Win",5,null,{"$f":"AO246+1","v":5},1,89.927741935483908,72.52224408521765,136.54140617746614]
[{"$f":"INDEX(Seas_Ar,C271)","v":"Sum"},{"$f":"INDEX(WDWE_Ar,D271)","v":"WD"},1,5,2,"L",91.61,139.32548488529082,78.131790092310894,128.1672035995,"R",null,null,null,null,null,null,null,null,null,null,null,null,null,null,null,null,null,null,null,null,null,null,null,null,null,null,"Win",5,null,null,2,86.84032258064515,70.167504633149548,136.54140617746614]
[{"$f":"INDEX(Seas_Ar,C272)","v":"Sum"},{"$f":"INDEX(WDWE_Ar,D272)","v":"WD"},1,5,3,"L",87.364999999999995,111.23144364099075,73.816110341563203,128.1672035995,"R",null,null,null,null,null,null,null,null,null,null,null,null,null,null,null,null,null,null,null,null,null,null,null,null,null,null,"Win",5,null,null,3,79.636290322580606,69.960936662857208,136.54140617746614]
[{"$f":"INDEX(Seas_Ar,C273)","v":"Sum"},{"$f":"INDEX(WDWE_Ar,D273)","v":"WD"},1,5,4,"L",49.945,85.805731708559591,73.096829112810994,128.1672035995,"R",null,null,null,null,null,null,null,null,null,null,null,null,null,null,null,null,null,null,null,null,null,null,null,null,null,null,"Win",5,null,null,4,76.487741935483868,63.774871390111926,136.54140617746614]
[{"$f":"INDEX(Seas_Ar,C274)","v":"Sum"},{"$f":"INDEX(WDWE_Ar,D274)","v":"WD"},1,5,5,"L",54.33,91.06983757155183,73.096829112810994,128.1672035995,"R",null,null,null,null,null,null,null,null,null,null,null,null,null,null,null,null,null,null,null,null,null,null,null,null,null,null,"Win",5,null,null,5,73.250483870967756,69.58292802452587,136.54140617746614]
[{"$f":"INDEX(Seas_Ar,C275)","v":"Sum"},{"$f":"INDEX(WDWE_Ar,D275)","v":"WD"},1,5,6,"L",97.864999999999995,93.778473972723958,73.096829112810994,128.1672035995,"R",null,null,null,null,null,null,null,null,null,null,null,null,null,null,null,null,null,null,null,null,null,null,null,null,null,null,"Win",5,null,null,6,75.189354838709662,76.713532570585059,136.36419318456262]
[{"$f":"INDEX(Seas_Ar,C276)","v":"Sum"},{"$f":"INDEX(WDWE_Ar,D276)","v":"WD"},1,5,7,"L",119.86500000000001,144.85561753768388,84.605313529314998,11.4911998003005,"R",null,null,null,null,null,null,null,null,null,null,null,null,null,null,null,null,null,null,null,null,null,null,null,null,null,null,"Win",5,null,null,7,84.648548387096781,131.31243021015214,155.58837899879668]
[{"$f":"INDEX(Seas_Ar,C277)","v":"Sum"},{"$f":"INDEX(WDWE_Ar,D277)","v":"WD"},1,5,8,"L",120.85,161.15580445188041,85.993922937469506,10.0800001621246,"R",null,null,null,null,null,null,null,null,null,null,null,null,null,null,null,null,null,null,null,null,null,null,null,null,null,null,"Win",5,null,null,8,101.56725806451615,188.51001302345026,253.62743910342911]
[{"$f":"INDEX(Seas_Ar,C278)","v":"Sum"},{"$f":"INDEX(WDWE_Ar,D278)","v":"WD"},1,5,9,"L",136.47,181.29322626773737,82.077844716224703,10.0800001621246,"R",null,null,null,null,null,null,null,null,null,null,null,null,null,null,null,null,null,null,null,null,null,null,null,null,null,null,"Win",5,null,null,9,145.69741935483867,{"$f":"AVERAGEIFS(I$5:I$22182,$A$5:$A$22182,$AL278,$D$5:$D$22182,$AM278,$E$5:$E$22182,$AP278)","v":180.74004969355113},{"$f":"AVERAGEIFS(J$5:J$22182,$A$5:$A$22182,$AL278,$D$5:$D$22182,$AM278,$E$5:$E$22182,$AP278)","v":178.8611475842298}]
[{"$f":"INDEX(Seas_Ar,C279)","v":"Sum"},{"$f":"INDEX(WDWE_Ar,D279)","v":"WD"},1,5,10,"L",158.15,186.82335892013046,83.985930777497202,10.0800001621246,"R",null,null,null,null,null,null,null,null,null,null,null,null,null,null,null,null,null,null,null,null,null,null,null,null,null,null,"Win",5,null,null,10,143.82290322580647,151.84123505872782,146.75992428369335]
[{"$f":"INDEX(Seas_Ar,C280)","v":"Sum"},{"$f":"INDEX(WDWE_Ar,D280)","v":"WD"},1,5,11,"L",152.14999999999998,178.10896621278803,75.254672799067507,10.0800001621246,"R",null,null,null,null,null,null,null,null,null,null,null,null,null,null,null,null,null,null,null,null,null,null,null,null,null,null,"Win",5,null,null,11,117.24612903225805,154.67259348627118,129.60994218648881]
[{"$f":"INDEX(Seas_Ar,C281)","v":"Sum"},{"$f":"INDEX(WDWE_Ar,D281)","v":"WD"},1,5,12,"L",133.935,168.32240492998162,70.529399384593901,10.0800001621246,"R",null,null,null,null,null,null,null,null,null,null,null,null,null,null,null,null,null,null,null,null,null,null,null,null,null,null,"Win",5,null,null,12,109.18016129032257,141.12615304615903,106.59600183850698]
[{"$f":"INDEX(Seas_Ar,C282)","v":"Sum"},{"$f":"INDEX(WDWE_Ar,D282)","v":"WD"},1,5,13,"L",133.185,168.32240492998162,75.254672799067507,10.0800001621246,"R",null,null,null,null,null,null,null,null,null,null,null,null,null,null,null,null,null,null,null,null,null,null,null,null,null,null,"Win",5,null,null,13,107.64080645161286,137.98091508271031,99.662262317570224]
[{"$f":"INDEX(Seas_Ar,C283)","v":"Sum"},{"$f":"INDEX(WDWE_Ar,D283)","v":"WD"},1,5,14,"L",151.84,172.30474535313348,75.254672799067507,10.0800001621246,"R",null,null,null,null,null,null,null,null,null,null,null,null,null,null,null,null,null,null,null,null,null,null,null,null,null,null,"Win",5,null,null,14,103.92870967741935,136.47886934445208,106.37391692420384]
[{"$f":"INDEX(Seas_Ar,C284)","v":"Sum"},{"$f":"INDEX(WDWE_Ar,D284)","v":"WD"},1,5,15,"L",143.82999999999998,172.32892960671535,75.254672799067507,10.0800001621246,"R",null,null,null,null,null,null,null,null,null,null,null,null,null,null,null,null,null,null,null,null,null,null,null,null,null,null,"Win",5,null,null,15,102.00096774193551,138.79977233855465,135.73077846854457]
[{"$f":"INDEX(Seas_Ar,C285)","v":"Sum"},{"$f":"INDEX(WDWE_Ar,D285)","v":"WD"},1,5,16,"L",150.29000000000002,176.79495510150511,78.131790092310894,10.0800001621246,"R",null,null,null,null,null,null,null,null,null,null,null,null,null,null,null,null,null,null,null,null,null,null,null,null,null,null,"Win",5,null,null,16,97.60548387096776,148.4858834675062,168.37307188158258]
[{"$f":"INDEX(Seas_Ar,C286)","v":"Sum"},{"$f":"INDEX(WDWE_Ar,D286)","v":"WD"},1,5,17,"L",151.64999999999998,175.03756600788751,86.573344774160404,22.6396794412803,"R",null,null,null,null,null,null,null,null,null,null,null,null,null,null,null,null,null,null,null,null,null,null,null,null,null,null,"Win",5,null,null,17,99.504838709677429,176.62223281227793,260.79139418356743]
[{"$f":"INDEX(Seas_Ar,C287)","v":"Sum"},{"$f":"INDEX(WDWE_Ar,D287)","v":"WD"},1,5,18,"L",134.13,174.63449511485592,86.573344774160404,22.6396794412803,"R",null,null,null,null,null,null,null,null,null,null,null,null,null,null,null,null,null,null,null,null,null,null,null,null,null,null,"Win",5,null,null,18,108.39532258064519,299.46185369412274,476.48811193147145]
[{"$f":"INDEX(Seas_Ar,C288)","v":"Sum"},{"$f":"INDEX(WDWE_Ar,D288)","v":"WD"},1,5,19,"L",139.30000000000001,163.96923928524072,86.573344774160404,22.6396794412803,"R",null,null,null,null,null,null,null,null,null,null,null,null,null,null,null,null,null,null,null,null,null,null,null,null,null,null,"Win",5,null,null,19,122.37548387096774,992.27256172357693,1033.3912128587194]
[{"$f":"INDEX(Seas_Ar,C289)","v":"Sum"},{"$f":"INDEX(WDWE_Ar,D289)","v":"WD"},1,5,20,"L",142.005,150.65983839733843,106.25364197908399,23.738399612760499,"R",null,null,null,null,null,null,null,null,null,null,null,null,null,null,null,null,null,null,null,null,null,null,null,null,null,null,"Win",5,null,null,20,127.31032258064519,276.1845128216558,437.88073793779444]
[{"$f":"INDEX(Seas_Ar,C290)","v":"Sum"},{"$f":"INDEX(WDWE_Ar,D290)","v":"WD"},1,5,21,"L",136.005,150.36156593649505,106.853040462455,116.222404945468,"R",null,null,null,null,null,null,null,null,null,null,null,null,null,null,null,null,null,null,null,null,null,null,null,null,null,null,"Win",5,null,null,21,113.2596774193548,194.98063195324139,302.77491381319089]
[{"$f":"INDEX(Seas_Ar,C291)","v":"Sum"},{"$f":"INDEX(WDWE_Ar,D291)","v":"WD"},1,5,22,"L",136.44,164.13852906031397,106.853040462455,110.819524243335,"R",null,null,null,null,null,null,null,null,null,null,null,null,null,null,null,null,null,null,null,null,null,null,null,null,null,null,"Win",5,null,null,22,104.58612903225809,164.91202079959854,242.9549948970764]
[{"$f":"INDEX(Seas_Ar,C292)","v":"Sum"},{"$f":"INDEX(WDWE_Ar,D292)","v":"WD"},1,5,23,"L",129.07999999999998,166.79073553646168,106.25364197908399,22.6396794412803,"R",null,null,null,null,null,null,null,null,null,null,null,null,null,null,null,null,null,null,null,null,null,null,null,null,null,null,"Win",5,null,null,23,102.56741935483871,132.10905194937723,242.9549948970764]
[{"$f":"INDEX(Seas_Ar,C293)","v":"Sum"},{"$f":"INDEX(WDWE_Ar,D293)","v":"WD"},1,5,24,"L",119.575,153.69899293079644,82.077844716224703,22.6396794412803,"R",null,null,null,null,null,null,null,null,null,null,null,null,null,null,null,null,null,null,null,null,null,null,null,null,null,null,"Win",5,null,null,24,92.073225806451617,96.732849273780573,242.9549948970764]
[{"$f":"INDEX(Seas_Ar,C294)","v":"Sum"},{"$f":"INDEX(WDWE_Ar,D294)","v":"WE"},1,6,1,"L",126.765,159.13238856886193,73.916008818497602,186.48000299930499,"R",null,null,null,null,null,null,null,null,null,null,null,null,null,null,null,null,null,null,null,null,null,null,null,null,null,null,"Win",6,null,{"$f":"AO270+1","v":6},1,92.972741935483867,72.784562871035504,119.25550680384644]
[{"$f":"INDEX(Seas_Ar,C295)","v":"Sum"},{"$f":"INDEX(WDWE_Ar,D295)","v":"WE"},1,6,2,"L",119.38,156.58498052490245,73.916008818497602,186.48000299930499,"R",null,null,null,null,null,null,null,null,null,null,null,null,null,null,null,null,null,null,null,null,null,null,null,null,null,null,"Win",6,null,null,2,90.398709677419347,72.511610370466201,119.25550680384644]
[{"$f":"INDEX(Seas_Ar,C296)","v":"Sum"},{"$f":"INDEX(WDWE_Ar,D296)","v":"WE"},1,6,3,"L",88.765000000000001,163.35657152783273,73.916008818497602,186.48000299930499,"R",null,null,null,null,null,null,null,null,null,null,null,null,null,null,null,null,null,null,null,null,null,null,null,null,null,null,"Win",6,null,null,3,81.801451612903193,71.946047423072201,119.25550680384644]
[{"$f":"INDEX(Seas_Ar,C297)","v":"Sum"},{"$f":"INDEX(WDWE_Ar,D297)","v":"WE"},1,6,4,"L",91.664999999999992,159.65638072980298,73.916008818497602,186.48000299930499,"R",null,null,null,null,null,null,null,null,null,null,null,null,null,null,null,null,null,null,null,null,null,null,null,null,null,null,"Win",6,null,null,4,78.750806451612931,71.313777188229921,119.25550680384644]
[{"$f":"INDEX(Seas_Ar,C298)","v":"Sum"},{"$f":"INDEX(WDWE_Ar,D298)","v":"WE"},1,6,5,"L",91.664999999999992,155.34352217436521,73.916008818497602,186.48000299930499,"R",null,null,null,null,null,null,null,null,null,null,null,null,null,null,null,null,null,null,null,null,null,null,null,null,null,null,"Win",6,null,null,5,75.957419354838692,71.920266679233322,119.25550680384644]
[{"$f":"INDEX(Seas_Ar,C299)","v":"Sum"},{"$f":"INDEX(WDWE_Ar,D299)","v":"WE"},1,6,6,"L",118.16,162.13123601301677,73.916008818497602,128.25791990955301,"R",null,null,null,null,null,null,null,null,null,null,null,null,null,null,null,null,null,null,null,null,null,null,null,null,null,null,"Win",6,null,null,6,76.373064516129034,75.288508027715864,114.18624240464709]
[{"$f":"INDEX(Seas_Ar,C300)","v":"Sum"},{"$f":"INDEX(WDWE_Ar,D300)","v":"WE"},1,6,7,"L",131.065,170.81338304891668,73.916008818497602,10.0800001621246,"R",null,null,null,null,null,null,null,null,null,null,null,null,null,null,null,null,null,null,null,null,null,null,null,null,null,null,"Win",6,null,null,7,79.229193548387087,100.05629781530661,93.021819044341612]
[{"$f":"INDEX(Seas_Ar,C301)","v":"Sum"},{"$f":"INDEX(WDWE_Ar,D301)","v":"WE"},1,6,8,"L",120.465,178.45560718079517,73.916008818497602,10.0800001621246,"R",null,null,null,null,null,null,null,null,null,null,null,null,null,null,null,null,null,null,null,null,null,null,null,null,null,null,"Win",6,null,null,8,84.020161290322577,132.18381581147398,107.45020119700378]
[{"$f":"INDEX(Seas_Ar,C302)","v":"Sum"},{"$f":"INDEX(WDWE_Ar,D302)","v":"WE"},1,6,9,"L",121.53,183.98573983318823,73.916008818497602,10.0800001621246,"R",null,null,null,null,null,null,null,null,null,null,null,null,null,null,null,null,null,null,null,null,null,null,null,null,null,null,"Win",6,null,null,9,87.676612903225802,125.58171503893175,97.921673446013955]
[{"$f":"INDEX(Seas_Ar,C303)","v":"Sum"},{"$f":"INDEX(WDWE_Ar,D303)","v":"WE"},1,6,10,"L",117.925,189.5158724855813,73.916008818497602,10.0800001621246,"R",null,null,null,null,null,null,null,null,null,null,null,null,null,null,null,null,null,null,null,null,null,null,null,null,null,null,"Win",6,null,null,10,99.412580645161285,121.47389152119867,91.217823261207641]
[{"$f":"INDEX(Seas_Ar,C304)","v":"Sum"},{"$f":"INDEX(WDWE_Ar,D304)","v":"WE"},1,6,11,"L",120.89,199.32661802196961,82.277641670093502,10.0800001621246,"R",null,null,null,null,null,null,null,null,null,null,null,null,null,null,null,null,null,null,null,null,null,null,null,null,null,null,"Win",6,null,null,11,112.73629032258066,115.40738264091034,84.939609155221305]
[{"$f":"INDEX(Seas_Ar,C305)","v":"Sum"},{"$f":"INDEX(WDWE_Ar,D305)","v":"WE"},1,6,12,"L",119.44,187.79072906340622,73.916008818497602,10.0800001621246,"R",null,null,null,null,null,null,null,null,null,null,null,null,null,null,null,null,null,null,null,null,null,null,null,null,null,null,"Win",6,null,null,12,110.22677419354837,107.19979211862677,72.308068081145649]
[{"$f":"INDEX(Seas_Ar,C306)","v":"Sum"},{"$f":"INDEX(WDWE_Ar,D306)","v":"WE"},1,6,13,"L",118.19,185.79149743396965,73.916008818497602,10.0800001621246,"R",null,null,null,null,null,null,null,null,null,null,null,null,null,null,null,null,null,null,null,null,null,null,null,null,null,null,"Win",6,null,null,13,117.08725806451611,103.73164946578075,55.884171402507249]
[{"$f":"INDEX(Seas_Ar,C307)","v":"Sum"},{"$f":"INDEX(WDWE_Ar,D307)","v":"WE"},1,6,14,"L",119.785,178.86673949168735,73.916008818497602,1.0079999936819E-2,"R",null,null,null,null,null,null,null,null,null,null,null,null,null,null,null,null,null,null,null,null,null,null,null,null,null,null,"Win",6,null,null,14,108.09919354838711,99.479131590864341,54.816016348154875]
[{"$f":"INDEX(Seas_Ar,C308)","v":"Sum"},{"$f":"INDEX(WDWE_Ar,D308)","v":"WE"},1,6,15,"L",116.185,172.75618475332885,73.916008818497602,10.0800001621246,"R",null,null,null,null,null,null,null,null,null,null,null,null,null,null,null,null,null,null,null,null,null,null,null,null,null,null,"Win",6,null,null,15,89.284032258064528,102.73329330767099,85.250787698887109]
[{"$f":"INDEX(Seas_Ar,C309)","v":"Sum"},{"$f":"INDEX(WDWE_Ar,D309)","v":"WE"},1,6,16,"L",114.97,176.53698972996492,85.564352627062803,10.0800001621246,"R",null,null,null,null,null,null,null,null,null,null,null,null,null,null,null,null,null,null,null,null,null,null,null,null,null,null,"Win",6,null,null,16,83.49935483870965,113.37747987279481,108.0283376927251]
[{"$f":"INDEX(Seas_Ar,C310)","v":"Sum"},{"$f":"INDEX(WDWE_Ar,D310)","v":"WE"},1,6,17,"L",117.78,175.22297861868202,78.321602533721901,29.100961314001001,"R",null,null,null,null,null,null,null,null,null,null,null,null,null,null,null,null,null,null,null,null,null,null,null,null,null,null,"Win",6,null,null,17,86.826290322580633,147.90420755521293,180.33575565346354]
[{"$f":"INDEX(Seas_Ar,C311)","v":"Sum"},{"$f":"INDEX(WDWE_Ar,D311)","v":"WE"},1,6,18,"L",119.125,177.25445591956111,82.277641670093502,106.626240484485,"R",null,null,null,null,null,null,null,null,null,null,null,null,null,null,null,null,null,null,null,null,null,null,null,null,null,null,"Win",6,null,null,18,99.226290322580638,318.11640783300601,266.75289877636374]
[{"$f":"INDEX(Seas_Ar,C312)","v":"Sum"},{"$f":"INDEX(WDWE_Ar,D312)","v":"WE"},1,6,19,"L",117.22499999999999,172.2563768459697,106.52336862898299,106.626240484485,"R",null,null,null,null,null,null,null,null,null,null,null,null,null,null,null,null,null,null,null,null,null,null,null,null,null,null,"Win",6,null,null,19,119.53225806451611,231.12155497794544,351.6495873947307]
[{"$f":"INDEX(Seas_Ar,C313)","v":"Sum"},{"$f":"INDEX(WDWE_Ar,D313)","v":"WE"},1,6,20,"L",119.21000000000001,162.32471004167195,88.201712051310494,112.00896457008299,"R",null,null,null,null,null,null,null,null,null,null,null,null,null,null,null,null,null,null,null,null,null,null,null,null,null,null,"Win",6,null,null,20,125.70274193548387,171.10743499719348,259.71055630804489]
[{"$f":"INDEX(Seas_Ar,C314)","v":"Sum"},{"$f":"INDEX(WDWE_Ar,D314)","v":"WE"},1,6,21,"L",118.19,170.16846962006616,106.52336862898299,128.25791990955301,"R",null,null,null,null,null,null,null,null,null,null,null,null,null,null,null,null,null,null,null,null,null,null,null,null,null,null,"Win",6,null,null,21,103.73419354838714,154.91009936950317,195.01841361922672]
[{"$f":"INDEX(Seas_Ar,C315)","v":"Sum"},{"$f":"INDEX(WDWE_Ar,D315)","v":"WE"},1,6,22,"L",126.955,176.4563755513586,88.201712051310494,112.00896457008299,"R",null,null,null,null,null,null,null,null,null,null,null,null,null,null,null,null,null,null,null,null,null,null,null,null,null,null,"Win",6,null,null,22,100.81290322580645,131.1216516485317,179.89418661658416]
[{"$f":"INDEX(Seas_Ar,C316)","v":"Sum"},{"$f":"INDEX(WDWE_Ar,D316)","v":"WE"},1,6,23,"L",95.88,176.41606846205545,88.201712051310494,106.626240484485,"R",null,null,null,null,null,null,null,null,null,null,null,null,null,null,null,null,null,null,null,null,null,null,null,null,null,null,"Win",6,null,null,23,102.356935483871,114.05937781824993,179.89418661658416]
[{"$f":"INDEX(Seas_Ar,C317)","v":"Sum"},{"$f":"INDEX(WDWE_Ar,D317)","v":"WE"},1,6,24,"L",94.995000000000005,172.44178945676421,85.564352627062803,106.626240484485,"R",null,null,null,null,null,null,null,null,null,null,null,null,null,null,null,null,null,null,null,null,null,null,null,null,null,null,"Win",6,null,null,24,94.649838709677425,86.056759904824546,179.81322177153194]
[{"$f":"INDEX(Seas_Ar,C318)","v":"Sum"},{"$f":"INDEX(WDWE_Ar,D318)","v":"WE"},1,7,1,"L",114.63499999999999,166.29898904696319,82.377540147027901,171.68257014411901,"R",null,null,null,null,null,null,null,null,null,null,null,null,null,null,null,null,null,null,null,null,null,null,null,null,null,null,"Win",7,null,{"$f":"AO294+1","v":7},1,95.422903225806465,60.887761655316233,100.1054574462176]
[{"$f":"INDEX(Seas_Ar,C319)","v":"Sum"},{"$f":"INDEX(WDWE_Ar,D319)","v":"WE"},1,7,2,"L",95.32,160.98651467680713,82.377540147027901,171.68257014411901,"R",null,null,null,null,null,null,null,null,null,null,null,null,null,null,null,null,null,null,null,null,null,null,null,null,null,null,"Win",7,null,null,2,89.593225806451599,59.660924982596541,100.1054574462176]
[{"$f":"INDEX(Seas_Ar,C320)","v":"Sum"},{"$f":"INDEX(WDWE_Ar,D320)","v":"WE"},1,7,3,"L",81.27000000000001,155.9320056781913,82.377540147027901,171.68257014411901,"R",null,null,null,null,null,null,null,null,null,null,null,null,null,null,null,null,null,null,null,null,null,null,null,null,null,null,"Win",7,null,null,3,80.330161290322565,57.99904025523557,100.1054574462176]
[{"$f":"INDEX(Seas_Ar,C321)","v":"Sum"},{"$f":"INDEX(WDWE_Ar,D321)","v":"WE"},1,7,4,"L",91.18,148.66060676790187,82.377540147027901,171.68257014411901,"R",null,null,null,null,null,null,null,null,null,null,null,null,null,null,null,null,null,null,null,null,null,null,null,null,null,null,"Win",7,null,null,4,72.705322580645174,54.049767832678093,100.1054574462176]
[{"$f":"INDEX(Seas_Ar,C322)","v":"Sum"},{"$f":"INDEX(WDWE_Ar,D322)","v":"WE"},1,7,5,"L",113.185,127.32203369081081,82.377540147027901,171.68257014411901,"R",null,null,null,null,null,null,null,null,null,null,null,null,null,null,null,null,null,null,null,null,null,null,null,null,null,null,"Win",7,null,null,5,67.168709677419358,56.322009635905367,100.1054574462176]
[{"$f":"INDEX(Seas_Ar,C323)","v":"Sum"},{"$f":"INDEX(WDWE_Ar,D323)","v":"WE"},1,7,6,"L",91.775000000000006,140.53469756438551,82.377540147027901,171.68257014411901,"R",null,null,null,null,null,null,null,null,null,null,null,null,null,null,null,null,null,null,null,null,null,null,null,null,null,null,"Win",7,null,null,6,65.027419354838685,60.330577609481068,93.36356351138997]
[{"$f":"INDEX(Seas_Ar,C324)","v":"Sum"},{"$f":"INDEX(WDWE_Ar,D324)","v":"WE"},1,7,7,"L",75.234999999999999,157.84256171116093,82.377540147027901,14.6865599285983,"R",null,null,null,null,null,null,null,null,null,null,null,null,null,null,null,null,null,null,null,null,null,null,null,null,null,null,"Win",7,null,null,7,69.611612903225819,74.83895836613101,81.041249534415428]
[{"$f":"INDEX(Seas_Ar,C325)","v":"Sum"},{"$f":"INDEX(WDWE_Ar,D325)","v":"WE"},1,7,8,"L",92.82,162.31664862381129,82.377540147027901,10.0800001621246,"R",null,null,null,null,null,null,null,null,null,null,null,null,null,null,null,null,null,null,null,null,null,null,null,null,null,null,"Win",7,null,null,8,78.414677419354845,90.925114228686795,100.17796734590787]
[{"$f":"INDEX(Seas_Ar,C326)","v":"Sum"},{"$f":"INDEX(WDWE_Ar,D326)","v":"WE"},1,7,9,"L",89.9,160.13200438358021,105.544352884554,10.0800001621246,"R",null,null,null,null,null,null,null,null,null,null,null,null,null,null,null,null,null,null,null,null,null,null,null,null,null,null,"Win",7,null,null,9,75.216290322580633,98.892944822868756,90.565549161518604]
[{"$f":"INDEX(Seas_Ar,C327)","v":"Sum"},{"$f":"INDEX(WDWE_Ar,D327)","v":"WE"},1,7,10,"L",81.045000000000002,170.15234678434493,105.544352884554,10.0800001621246,"R",null,null,null,null,null,null,null,null,null,null,null,null,null,null,null,null,null,null,null,null,null,null,null,null,null,null,"Win",7,null,null,10,{"$f":"AVERAGEIFS(G$5:G$22182,$A$5:$A$22182,$AL327,$D$5:$D$22182,$AM327,$E$5:$E$22182,$AP327)","v":87.342419354838697},94.764173774642217,82.175088177667575]
[{"$f":"INDEX(Seas_Ar,C328)","v":"Sum"},{"$f":"INDEX(WDWE_Ar,D328)","v":"WE"},1,7,11,"L",80.760000000000005,173.12700997491788,98.061844922218299,10.0800001621246,"R",null,null,null,null,null,null,null,null,null,null,null,null,null,null,null,null,null,null,null,null,null,null,null,null,null,null,"Win",7,null,null,11,97.056451612903246,90.063395976043751,70.098271822301655]
[{"$f":"INDEX(Seas_Ar,C329)","v":"Sum"},{"$f":"INDEX(WDWE_Ar,D329)","v":"WE"},1,7,12,"L",81.314999999999998,168.81415141948014,105.544352884554,10.0800001621246,"R",null,null,null,null,null,null,null,null,null,null,null,null,null,null,null,null,null,null,null,null,null,null,null,null,null,null,"Win",7,null,null,12,96.255967741935493,85.874684968841521,61.699354962794892]
[{"$f":"INDEX(Seas_Ar,C330)","v":"Sum"},{"$f":"INDEX(WDWE_Ar,D330)","v":"WE"},1,7,13,"L",77.254999999999995,163.46943137788156,98.061844922218299,10.0800001621246,"R",null,null,null,null,null,null,null,null,null,null,null,null,null,null,null,null,null,null,null,null,null,null,null,null,null,null,"Win",7,null,null,13,93.07225806451612,79.558427283918562,46.981580261808453]
[{"$f":"INDEX(Seas_Ar,C331)","v":"Sum"},{"$f":"INDEX(WDWE_Ar,D331)","v":"WE"},1,7,14,"L",77.28,164.00148495668324,98.061844922218299,10.0800001621246,"R",null,null,null,null,null,null,null,null,null,null,null,null,null,null,null,null,null,null,null,null,null,null,null,null,null,null,"Win",7,null,null,14,91.57677419354836,78.59165281668102,47.972996982485711]
[{"$f":"INDEX(Seas_Ar,C332)","v":"Sum"},{"$f":"INDEX(WDWE_Ar,D332)","v":"WE"},1,7,15,"L",77.10499999999999,168.34658918356351,98.061844922218299,10.0800001621246,"R",null,null,null,null,null,null,null,null,null,null,null,null,null,null,null,null,null,null,null,null,null,null,null,null,null,null,"Win",7,null,null,15,86.31451612903227,83.515756231183403,76.785864066369612]
[{"$f":"INDEX(Seas_Ar,C333)","v":"Sum"},{"$f":"INDEX(WDWE_Ar,D333)","v":"WE"},1,7,16,"L",65.764999999999986,186.70243765222099,101.078821607522,24.091200002956299,"R",null,null,null,null,null,null,null,null,null,null,null,null,null,null,null,null,null,null,null,null,null,null,null,null,null,null,"Win",7,null,null,16,81.625967741935469,90.564828622427783,102.37215668370473]
[{"$f":"INDEX(Seas_Ar,C334)","v":"Sum"},{"$f":"INDEX(WDWE_Ar,D334)","v":"WE"},1,7,17,"L",69.509999999999991,193.76423969813402,110.459431118674,194.38271943500499,"R",null,null,null,null,null,null,null,null,null,null,null,null,null,null,null,null,null,null,null,null,null,null,null,null,null,null,"Win",7,null,null,17,85.170000000000016,115.45056301425859,141.43150685042261]
[{"$f":"INDEX(Seas_Ar,C335)","v":"Sum"},{"$f":"INDEX(WDWE_Ar,D335)","v":"WE"},1,7,18,"L",99.034999999999997,194.90896103434366,110.459431118674,194.38271943500499,"R",null,null,null,null,null,null,null,null,null,null,null,null,null,null,null,null,null,null,null,null,null,null,null,null,null,null,"Win",7,null,null,18,90.882903225806459,273.49075651434737,210.62290600996096]
[{"$f":"INDEX(Seas_Ar,C336)","v":"Sum"},{"$f":"INDEX(WDWE_Ar,D336)","v":"WE"},1,7,19,"L",117.41,195.35233901667837,110.459431118674,194.38271943500499,"R",null,null,null,null,null,null,null,null,null,null,null,null,null,null,null,null,null,null,null,null,null,null,null,null,null,null,"Win",7,null,null,19,122.91306451612904,804.20822429220209,216.18641671956047]
[{"$f":"INDEX(Seas_Ar,C337)","v":"Sum"},{"$f":"INDEX(WDWE_Ar,D337)","v":"WE"},1,7,20,"L",100.41499999999999,190.41068986811138,118.82106397027,194.38271943500499,"R",null,null,null,null,null,null,null,null,null,null,null,null,null,null,null,null,null,null,null,null,null,null,null,null,null,null,"Win",7,null,null,20,134.60709677419356,156.01061023145436,192.86552005993792]
[{"$f":"INDEX(Seas_Ar,C338)","v":"Sum"},{"$f":"INDEX(WDWE_Ar,D338)","v":"WE"},1,7,21,"L",112.535,191.84562224730377,110.459431118674,194.38271943500499,"R",null,null,null,null,null,null,null,null,null,null,null,null,null,null,null,null,null,null,null,null,null,null,null,null,null,null,"Win",7,null,null,21,113.24258064516131,134.72804193595508,157.10915820692128]
[{"$f":"INDEX(Seas_Ar,C339)","v":"Sum"},{"$f":"INDEX(WDWE_Ar,D339)","v":"WE"},1,7,22,"L",121,192.18420179745027,110.459431118674,194.38271943500499,"R",null,null,null,null,null,null,null,null,null,null,null,null,null,null,null,null,null,null,null,null,null,null,null,null,null,null,"Win",7,null,null,22,109.30580645161294,118.74404160702973,144.00028145740424]
[{"$f":"INDEX(Seas_Ar,C340)","v":"Sum"},{"$f":"INDEX(WDWE_Ar,D340)","v":"WE"},1,7,23,"L",115.24,149.28939736103112,110.459431118674,194.38271943500499,"R",null,null,null,null,null,null,null,null,null,null,null,null,null,null,null,null,null,null,null,null,null,null,null,null,null,null,"Win",7,null,null,23,106.28935483870968,97.888465498380441,141.64838925097806]
[{"$f":"INDEX(Seas_Ar,C341)","v":"Sum"},{"$f":"INDEX(WDWE_Ar,D341)","v":"WE"},1,7,24,"L",95.974999999999994,165.6701984538339,105.544352884554,194.38271943500499,"R",null,null,null,null,null,null,null,null,null,null,null,null,null,null,null,null,null,null,null,null,null,null,null,null,null,null,"Win",7,null,null,24,89.774838709677425,80.560328023856471,141.64838925097806]
[{"$f":"INDEX(Seas_Ar,C342)","v":"Sum"},{"$f":"INDEX(WDWE_Ar,D342)","v":"WD"},1,1,1,"L",60.65,86.813408941138505,39.580379443044599,152.97407692329301,"R"]
[{"$f":"INDEX(Seas_Ar,C343)","v":"Sum"},{"$f":"INDEX(WDWE_Ar,D343)","v":"WD"},1,1,2,"L",60.16,49.827623796562087,39.290672335581803,152.97407692329301,"R"]
[{"$f":"INDEX(Seas_Ar,C344)","v":"Sum"},{"$f":"INDEX(WDWE_Ar,D344)","v":"WD"},1,1,3,"L",58.230000000000004,37.284057605419783,39.580379443044599,152.97407692329301,"R"]
[{"$f":"INDEX(Seas_Ar,C345)","v":"Sum"},{"$f":"INDEX(WDWE_Ar,D345)","v":"WD"},1,1,4,"L",58.2,45.168124273117193,39.580379443044599,152.97407692329301,"R"]
[{"$f":"INDEX(Seas_Ar,C346)","v":"Sum"},{"$f":"INDEX(WDWE_Ar,D346)","v":"WD"},1,1,5,"L",60.74,17.678689368364449,39.580379443044599,152.97407692329301,"R"]
[{"$f":"INDEX(Seas_Ar,C347)","v":"Sum"},{"$f":"INDEX(WDWE_Ar,D347)","v":"WD"},1,1,6,"L",73.545000000000002,79.275983241448245,39.580379443044599,152.97407692329301,"R"]
[{"$f":"INDEX(Seas_Ar,C348)","v":"Sum"},{"$f":"INDEX(WDWE_Ar,D348)","v":"WD"},1,1,7,"L",87.75,90.650643842799013,59.969969553379997,28.465920227127,"R"]
[{"$f":"INDEX(Seas_Ar,C349)","v":"Sum"},{"$f":"INDEX(WDWE_Ar,D349)","v":"WD"},1,1,8,"L",68.540000000000006,129.15197554517411,61.448489115128403,33.485761769046803,"R"]
[{"$f":"INDEX(Seas_Ar,C350)","v":"Sum"},{"$f":"INDEX(WDWE_Ar,D350)","v":"WD"},1,1,9,"L",92.94,149.61991549331702,61.448489115128403,22.1054406631565,"R"]
[{"$f":"INDEX(Seas_Ar,C351)","v":"Sum"},{"$f":"INDEX(WDWE_Ar,D351)","v":"WD"},1,1,10,"L",113.155,152.85254405543017,61.448489115128403,22.1054406631565,"R"]
[{"$f":"INDEX(Seas_Ar,C352)","v":"Sum"},{"$f":"INDEX(WDWE_Ar,D352)","v":"WD"},1,1,11,"L",113.62,153.11857084483097,61.448489115128403,22.1054406631565,"R"]
[{"$f":"INDEX(Seas_Ar,C353)","v":"Sum"},{"$f":"INDEX(WDWE_Ar,D353)","v":"WD"},1,1,12,"L",121.05,163.26789593136579,59.6103289390039,22.1054406631565,"R"]
[{"$f":"INDEX(Seas_Ar,C354)","v":"Sum"},{"$f":"INDEX(WDWE_Ar,D354)","v":"WD"},1,1,13,"L",122.78999999999999,152.72356136966005,59.969969553379997,1.0079999936819E-2,"R"]
[{"$f":"INDEX(Seas_Ar,C355)","v":"Sum"},{"$f":"INDEX(WDWE_Ar,D355)","v":"WD"},1,1,14,"L",126.9,148.176921696264,59.969969553379997,22.1054406631565,"R"]
[{"$f":"INDEX(Seas_Ar,C356)","v":"Sum"},{"$f":"INDEX(WDWE_Ar,D356)","v":"WD"},1,1,15,"L",125.78999999999999,142.00187561502042,59.530410919632899,22.1054406631565,"R"]
[{"$f":"INDEX(Seas_Ar,C357)","v":"Sum"},{"$f":"INDEX(WDWE_Ar,D357)","v":"WD"},1,1,16,"L",117.96000000000001,151.24832190116453,61.448489115128403,45.652321657114001,"R"]
[{"$f":"INDEX(Seas_Ar,C358)","v":"Sum"},{"$f":"INDEX(WDWE_Ar,D358)","v":"WD"},1,1,17,"L",113.005,145.06521440206029,59.969969553379997,135.32400217652301,"R"]
[{"$f":"INDEX(Seas_Ar,C359)","v":"Sum"},{"$f":"INDEX(WDWE_Ar,D359)","v":"WD"},1,1,18,"L",108.80000000000001,137.26176191296921,67.092844523105597,135.32400217652301,"R"]
[{"$f":"INDEX(Seas_Ar,C360)","v":"Sum"},{"$f":"INDEX(WDWE_Ar,D360)","v":"WD"},1,1,19,"L",93.414999999999992,125.04065243625216,67.092844523105597,135.32400217652301,"R"]
[{"$f":"INDEX(Seas_Ar,C361)","v":"Sum"},{"$f":"INDEX(WDWE_Ar,D361)","v":"WD"},1,1,20,"L",103.89500000000001,119.63144105176853,64.555383575792305,135.32400217652301,"R"]
[{"$f":"INDEX(Seas_Ar,C362)","v":"Sum"},{"$f":"INDEX(WDWE_Ar,D362)","v":"WD"},1,1,21,"L",108.61,117.7370078545202,67.092844523105597,152.97407692329301,"R"]
[{"$f":"INDEX(Seas_Ar,C363)","v":"Sum"},{"$f":"INDEX(WDWE_Ar,D363)","v":"WD"},1,1,22,"L",113.455,122.69477983880843,67.092844523105597,152.97407692329301,"R"]
[{"$f":"INDEX(Seas_Ar,C364)","v":"Sum"},{"$f":"INDEX(WDWE_Ar,D364)","v":"WD"},1,1,23,"L",105.715,119.44602844097403,61.448489115128403,135.32400217652301,"R"]
[{"$f":"INDEX(Seas_Ar,C365)","v":"Sum"},{"$f":"INDEX(WDWE_Ar,D365)","v":"WD"},1,1,24,"L",101.72499999999999,97.760814395875812,61.448489115128403,135.32400217652301,"R"]
[{"$f":"INDEX(Seas_Ar,C366)","v":"Sum"},{"$f":"INDEX(WDWE_Ar,D366)","v":"WD"},1,2,1,"L",111.155,101.94469026554347,52.7671803751659,160.846569969835,"R"]
[{"$f":"INDEX(Seas_Ar,C367)","v":"Sum"},{"$f":"INDEX(WDWE_Ar,D367)","v":"WD"},1,2,2,"L",104.215,117.53547240800441,52.7671803751659,160.846569969835,"R"]
[{"$f":"INDEX(Seas_Ar,C368)","v":"Sum"},{"$f":"INDEX(WDWE_Ar,D368)","v":"WD"},1,2,3,"L",101.48500000000001,123.16234207472506,52.7671803751659,160.846569969835,"R"]
[{"$f":"INDEX(Seas_Ar,C369)","v":"Sum"},{"$f":"INDEX(WDWE_Ar,D369)","v":"WD"},1,2,4,"L",98.875,121.2114789524523,55.434512391200002,160.846569969835,"R"]
[{"$f":"INDEX(Seas_Ar,C370)","v":"Sum"},{"$f":"INDEX(WDWE_Ar,D370)","v":"WD"},1,2,5,"L",98.784999999999997,119.1558173979913,57.022922564105997,160.846569969835,"R"]
[{"$f":"INDEX(Seas_Ar,C371)","v":"Sum"},{"$f":"INDEX(WDWE_Ar,D371)","v":"WD"},1,2,6,"L",103.245,126.4191548904201,59.090852285885802,160.846569969835,"R"]
[{"$f":"INDEX(Seas_Ar,C372)","v":"Sum"},{"$f":"INDEX(WDWE_Ar,D372)","v":"WD"},1,2,7,"L",109.72999999999999,166.58113867208525,65.714219627408895,141.452644120798,"R"]
[{"$f":"INDEX(Seas_Ar,C373)","v":"Sum"},{"$f":"INDEX(WDWE_Ar,D373)","v":"WD"},1,2,8,"L",102.345,187.28285973818643,67.092844523105597,141.452644120798,"R"]
[{"$f":"INDEX(Seas_Ar,C374)","v":"Sum"},{"$f":"INDEX(WDWE_Ar,D374)","v":"WD"},1,2,9,"L",112.035,176.41606846205545,65.714219627408895,141.452644120798,"R"]
[{"$f":"INDEX(Seas_Ar,C375)","v":"Sum"},{"$f":"INDEX(WDWE_Ar,D375)","v":"WD"},1,2,10,"L",117.515,169.79764439847713,62.067871866946199,141.452644120798,"R"]
[{"$f":"INDEX(Seas_Ar,C376)","v":"Sum"},{"$f":"INDEX(WDWE_Ar,D376)","v":"WD"},1,2,11,"L",116.27000000000001,159.36616968682023,59.090852285885802,141.452644120798,"R"]
[{"$f":"INDEX(Seas_Ar,C377)","v":"Sum"},{"$f":"INDEX(WDWE_Ar,D377)","v":"WD"},1,2,12,"L",119.175,163.60647548151229,59.090852285885802,106.152479246396,"R"]
[{"$f":"INDEX(Seas_Ar,C378)","v":"Sum"},{"$f":"INDEX(WDWE_Ar,D378)","v":"WD"},1,2,13,"L",114.71000000000001,172.34505244243667,61.388551553320802,101.314083782835,"R"]
[{"$f":"INDEX(Seas_Ar,C379)","v":"Sum"},{"$f":"INDEX(WDWE_Ar,D379)","v":"WD"},1,2,14,"L",125.625,226.86442143388615,61.388551553320802,93.360964270153005,"R"]
[{"$f":"INDEX(Seas_Ar,C380)","v":"Sum"},{"$f":"INDEX(WDWE_Ar,D380)","v":"WD"},1,2,15,"L",149.315,177.6655882304533,61.388551553320802,141.452644120798,"R"]
[{"$f":"INDEX(Seas_Ar,C381)","v":"Sum"},{"$f":"INDEX(WDWE_Ar,D381)","v":"WD"},1,2,16,"L",151.88,187.18612272385886,65.714219627408895,141.452644120798,"R"]
[{"$f":"INDEX(Seas_Ar,C382)","v":"Sum"},{"$f":"INDEX(WDWE_Ar,D382)","v":"WD"},1,2,17,"L",120.69,205.38880425316438,72.217711845316899,183.88943557482699,"R"]
[{"$f":"INDEX(Seas_Ar,C383)","v":"Sum"},{"$f":"INDEX(WDWE_Ar,D383)","v":"WD"},1,2,18,"L",117.74000000000001,213.31317801016493,72.217711845316899,183.88943557482699,"R"]
[{"$f":"INDEX(Seas_Ar,C384)","v":"Sum"},{"$f":"INDEX(WDWE_Ar,D384)","v":"WD"},1,2,19,"L",110.89,208.95195094756338,72.217711845316899,183.88943557482699,"R"]
[{"$f":"INDEX(Seas_Ar,C385)","v":"Sum"},{"$f":"INDEX(WDWE_Ar,D385)","v":"WD"},1,2,20,"L",105.515,128.98268577010086,72.217711845316899,183.88943557482699,"R"]
[{"$f":"INDEX(Seas_Ar,C386)","v":"Sum"},{"$f":"INDEX(WDWE_Ar,D386)","v":"WD"},1,2,21,"L",90.11,130.4821094921783,72.217711845316899,183.88943557482699,"R"]
[{"$f":"INDEX(Seas_Ar,C387)","v":"Sum"},{"$f":"INDEX(WDWE_Ar,D387)","v":"WD"},1,2,22,"L",108.925,211.87824563097254,72.217711845316899,183.88943557482699,"R"]
[{"$f":"INDEX(Seas_Ar,C388)","v":"Sum"},{"$f":"INDEX(WDWE_Ar,D388)","v":"WD"},1,2,23,"L",100.02,204.18765299193029,68.9210087541246,183.88943557482699,"R"]
[{"$f":"INDEX(Seas_Ar,C389)","v":"Sum"},{"$f":"INDEX(WDWE_Ar,D389)","v":"WD"},1,2,24,"L",103.36500000000001,163.59841406365166,65.714219627408895,183.88943557482699,"R"]
[{"$f":"INDEX(Seas_Ar,C390)","v":"Sum"},{"$f":"INDEX(WDWE_Ar,D390)","v":"WD"},1,3,1,"L",102.745,155.69016314237237,54.295649175381598,187.20576424144701,"R"]
[{"$f":"INDEX(Seas_Ar,C391)","v":"Sum"},{"$f":"INDEX(WDWE_Ar,D391)","v":"WD"},1,3,2,"L",101.705,156.5204891820174,54.295649175381598,187.20576424144701,"R"]
[{"$f":"INDEX(Seas_Ar,C392)","v":"Sum"},{"$f":"INDEX(WDWE_Ar,D392)","v":"WD"},1,3,3,"L",98.7,122.67865700308718,62.9669695920038,187.20576424144701,"R"]
[{"$f":"INDEX(Seas_Ar,C393)","v":"Sum"},{"$f":"INDEX(WDWE_Ar,D393)","v":"WD"},1,3,4,"L",93.424999999999997,113.08556974893592,62.9669695920038,187.20576424144701,"R"]
[{"$f":"INDEX(Seas_Ar,C394)","v":"Sum"},{"$f":"INDEX(WDWE_Ar,D394)","v":"WD"},1,3,5,"L",98.34,116.3181983110491,62.9669695920038,187.20576424144701,"R"]
[{"$f":"INDEX(Seas_Ar,C395)","v":"Sum"},{"$f":"INDEX(WDWE_Ar,D395)","v":"WD"},1,3,6,"L",104.68,107.4103315750515,62.9669695920038,187.20576424144701,"R"]
[{"$f":"INDEX(Seas_Ar,C396)","v":"Sum"},{"$f":"INDEX(WDWE_Ar,D396)","v":"WD"},1,3,7,"L",103.57499999999999,136.36694453043916,72.217711845316899,114.045121219043,"R"]
[{"$f":"INDEX(Seas_Ar,C397)","v":"Sum"},{"$f":"INDEX(WDWE_Ar,D397)","v":"WD"},1,3,8,"L",103.255,182.30896491817691,72.777149413561801,21.5913604241752,"R"]
[{"$f":"INDEX(Seas_Ar,C398)","v":"Sum"},{"$f":"INDEX(WDWE_Ar,D398)","v":"WD"},1,3,9,"L",106.75,169.01568686599592,72.777149413561801,20.593440638837802,"R"]
[{"$f":"INDEX(Seas_Ar,C399)","v":"Sum"},{"$f":"INDEX(WDWE_Ar,D399)","v":"WD"},1,3,10,"L",114.86500000000001,200.01989995798391,72.217711845316899,20.593440638837802,"R"]
[{"$f":"INDEX(Seas_Ar,C400)","v":"Sum"},{"$f":"INDEX(WDWE_Ar,D400)","v":"WD"},1,3,11,"L",114.99,201.26941972638178,72.497430629439293,14.253120575313501,"R"]
[{"$f":"INDEX(Seas_Ar,C401)","v":"Sum"},{"$f":"INDEX(WDWE_Ar,D401)","v":"WD"},1,3,12,"L",115.8,174.85215339709299,72.497430629439293,13.5878397571182,"R"]
[{"$f":"INDEX(Seas_Ar,C402)","v":"Sum"},{"$f":"INDEX(WDWE_Ar,D402)","v":"WD"},1,3,13,"L",119.19499999999999,188.78228346026387,72.497430629439293,10.0800001621246,"R"]
[{"$f":"INDEX(Seas_Ar,C403)","v":"Sum"},{"$f":"INDEX(WDWE_Ar,D403)","v":"WD"},1,3,14,"L",123.685,200.60032204394935,72.217711845316899,13.5878397571182,"R"]
[{"$f":"INDEX(Seas_Ar,C404)","v":"Sum"},{"$f":"INDEX(WDWE_Ar,D404)","v":"WD"},1,3,15,"L",126.37,203.14773008790885,72.497430629439293,20.593440638837802,"R"]
[{"$f":"INDEX(Seas_Ar,C405)","v":"Sum"},{"$f":"INDEX(WDWE_Ar,D405)","v":"WD"},1,3,16,"L",127.00999999999999,209.27440766198865,72.497430629439293,20.593440638837802,"R"]
[{"$f":"INDEX(Seas_Ar,C406)","v":"Sum"},{"$f":"INDEX(WDWE_Ar,D406)","v":"WD"},1,3,17,"L",124.22,201.93045599095353,74.075852479004794,114.045121219043,"R"]
[{"$f":"INDEX(Seas_Ar,C407)","v":"Sum"},{"$f":"INDEX(WDWE_Ar,D407)","v":"WD"},1,3,18,"L",117.92,201.53544651578258,74.075852479004794,114.045121219043,"R"]
[{"$f":"INDEX(Seas_Ar,C408)","v":"Sum"},{"$f":"INDEX(WDWE_Ar,D408)","v":"WD"},1,3,19,"L",112.065,194.14312633758371,82.277641670093502,114.045121219043,"R"]
[{"$f":"INDEX(Seas_Ar,C409)","v":"Sum"},{"$f":"INDEX(WDWE_Ar,D409)","v":"WD"},1,3,20,"L",106.015,191.73276239725493,74.075852479004794,114.045121219043,"R"]
[{"$f":"INDEX(Seas_Ar,C410)","v":"Sum"},{"$f":"INDEX(WDWE_Ar,D410)","v":"WD"},1,3,21,"L",98.91,191.91011359018881,73.056868197684196,114.045121219043,"R"]
[{"$f":"INDEX(Seas_Ar,C411)","v":"Sum"},{"$f":"INDEX(WDWE_Ar,D411)","v":"WD"},1,3,22,"L",112.45,193.06289634425909,82.277641670093502,114.045121219043,"R"]
[{"$f":"INDEX(Seas_Ar,C412)","v":"Sum"},{"$f":"INDEX(WDWE_Ar,D412)","v":"WD"},1,3,23,"L",114.06,158.8663617794611,72.497430629439293,114.045121219043,"R"]
[{"$f":"INDEX(Seas_Ar,C413)","v":"Sum"},{"$f":"INDEX(WDWE_Ar,D413)","v":"WD"},1,3,24,"L",105.925,131.85255052848561,72.217711845316899,114.045121219043,"R"]
[{"$f":"INDEX(Seas_Ar,C414)","v":"Sum"},{"$f":"INDEX(WDWE_Ar,D414)","v":"WD"},1,4,1,"L",97.424999999999997,159.23718700105013,68.111821182661004,16.450559956970199,"R"]
[{"$f":"INDEX(Seas_Ar,C415)","v":"Sum"},{"$f":"INDEX(WDWE_Ar,D415)","v":"WD"},1,4,2,"L",97.495000000000005,160.13200438358021,64.835102359914799,16.450559956970199,"R"]
[{"$f":"INDEX(Seas_Ar,C416)","v":"Sum"},{"$f":"INDEX(WDWE_Ar,D416)","v":"WD"},1,4,3,"L",91.324999999999989,177.85100084124781,68.111821182661004,16.450559956970199,"R"]
[{"$f":"INDEX(Seas_Ar,C417)","v":"Sum"},{"$f":"INDEX(WDWE_Ar,D417)","v":"WD"},1,4,4,"L",91.01,162.84064078475234,44.955000579357097,16.450559956970199,"R"]
[{"$f":"INDEX(Seas_Ar,C418)","v":"Sum"},{"$f":"INDEX(WDWE_Ar,D418)","v":"WD"},1,4,5,"L",84.990000000000009,192.03103485809828,68.111821182661004,16.450559956970199,"R"]
[{"$f":"INDEX(Seas_Ar,C419)","v":"Sum"},{"$f":"INDEX(WDWE_Ar,D419)","v":"WD"},1,4,6,"L",100.13,176.40800704419482,68.111821182661004,16.450559956970199,"R"]
[{"$f":"INDEX(Seas_Ar,C420)","v":"Sum"},{"$f":"INDEX(WDWE_Ar,D420)","v":"WD"},1,4,7,"L",99.534999999999997,169.21722231251169,71.1387900021886,10.0800001621246,"R"]
[{"$f":"INDEX(Seas_Ar,C421)","v":"Sum"},{"$f":"INDEX(WDWE_Ar,D421)","v":"WD"},1,4,8,"L",93.42,246.81643063894865,82.227688620743706,10.0800001621246,"R"]
[{"$f":"INDEX(Seas_Ar,C422)","v":"Sum"},{"$f":"INDEX(WDWE_Ar,D422)","v":"WD"},1,4,9,"L",105.56,251.37113173020529,82.227688620743706,10.0800001621246,"R"]
[{"$f":"INDEX(Seas_Ar,C423)","v":"Sum"},{"$f":"INDEX(WDWE_Ar,D423)","v":"WD"},1,4,10,"L",110.05,208.0248878935908,82.227688620743706,10.0800001621246,"R"]
[{"$f":"INDEX(Seas_Ar,C424)","v":"Sum"},{"$f":"INDEX(WDWE_Ar,D424)","v":"WD"},1,4,11,"L",118.22999999999999,220.59263833831497,81.098821350030903,10.0800001621246,"R"]
[{"$f":"INDEX(Seas_Ar,C425)","v":"Sum"},{"$f":"INDEX(WDWE_Ar,D425)","v":"WD"},1,4,12,"L",121.5,195.96500677408636,82.227688620743706,10.0800001621246,"R"]
[{"$f":"INDEX(Seas_Ar,C426)","v":"Sum"},{"$f":"INDEX(WDWE_Ar,D426)","v":"WD"},1,4,13,"L",129.10500000000002,183.79226580453309,81.848071359686799,10.0800001621246,"R"]
[{"$f":"INDEX(Seas_Ar,C427)","v":"Sum"},{"$f":"INDEX(WDWE_Ar,D427)","v":"WD"},1,4,14,"L",130.23500000000001,201.37421815856996,82.227688620743706,10.0800001621246,"R"]
[{"$f":"INDEX(Seas_Ar,C428)","v":"Sum"},{"$f":"INDEX(WDWE_Ar,D428)","v":"WD"},1,4,15,"L",126.53999999999999,177.00455196588152,82.227688620743706,10.0800001621246,"R"]
[{"$f":"INDEX(Seas_Ar,C429)","v":"Sum"},{"$f":"INDEX(WDWE_Ar,D429)","v":"WD"},1,4,16,"L",131.42000000000002,181.54313022141696,82.227688620743706,10.0800001621246,"R"]
[{"$f":"INDEX(Seas_Ar,C430)","v":"Sum"},{"$f":"INDEX(WDWE_Ar,D430)","v":"WD"},1,4,17,"L",123.545,187.68593063121801,82.227688620743706,10.856160636034,"R"]
[{"$f":"INDEX(Seas_Ar,C431)","v":"Sum"},{"$f":"INDEX(WDWE_Ar,D431)","v":"WD"},1,4,18,"L",120.46000000000001,173.99764310386607,82.227688620743706,10.856160636034,"R"]
[{"$f":"INDEX(Seas_Ar,C432)","v":"Sum"},{"$f":"INDEX(WDWE_Ar,D432)","v":"WD"},1,4,19,"L",117.595,171.3051295384152,82.227688620743706,10.856160636034,"R"]
[{"$f":"INDEX(Seas_Ar,C433)","v":"Sum"},{"$f":"INDEX(WDWE_Ar,D433)","v":"WD"},1,4,20,"L",114.37,160.7446721409882,82.227688620743706,10.856160636034,"R"]
[{"$f":"INDEX(Seas_Ar,C434)","v":"Sum"},{"$f":"INDEX(WDWE_Ar,D434)","v":"WD"},1,4,21,"L",106.565,150.25676750430685,82.227688620743706,21.3796794210147,"R"]
[{"$f":"INDEX(Seas_Ar,C435)","v":"Sum"},{"$f":"INDEX(WDWE_Ar,D435)","v":"WD"},1,4,22,"L",109.72,171.01491849543245,88.541368397240603,21.3796794210147,"R"]
[{"$f":"INDEX(Seas_Ar,C436)","v":"Sum"},{"$f":"INDEX(WDWE_Ar,D436)","v":"WD"},1,4,23,"L",101.655,170.77307595961355,82.227688620743706,16.450559956970199,"R"]
[{"$f":"INDEX(Seas_Ar,C437)","v":"Sum"},{"$f":"INDEX(WDWE_Ar,D437)","v":"WD"},1,4,24,"L",83.044999999999987,160.65599654452126,82.227688620743706,10.856160636034,"R"]
[{"$f":"INDEX(Seas_Ar,C438)","v":"Sum"},{"$f":"INDEX(WDWE_Ar,D438)","v":"WD"},1,5,1,"L",93.444999999999993,149.35388870391614,68.011922705726604,77.817598175430206,"R"]
[{"$f":"INDEX(Seas_Ar,C439)","v":"Sum"},{"$f":"INDEX(WDWE_Ar,D439)","v":"WD"},1,5,2,"L",93.60499999999999,136.97961228784712,68.011922705726604,77.817598175430206,"R"]
[{"$f":"INDEX(Seas_Ar,C440)","v":"Sum"},{"$f":"INDEX(WDWE_Ar,D440)","v":"WD"},1,5,3,"L",93.534999999999997,139.60763451041291,66.6732587251567,77.817598175430206,"R"]
[{"$f":"INDEX(Seas_Ar,C441)","v":"Sum"},{"$f":"INDEX(WDWE_Ar,D441)","v":"WD"},1,5,4,"L",85.72999999999999,138.51128168136705,67.092844523105597,77.817598175430206,"R"]
[{"$f":"INDEX(Seas_Ar,C442)","v":"Sum"},{"$f":"INDEX(WDWE_Ar,D442)","v":"WD"},1,5,5,"L",90.93,148.95887922874522,66.6732587251567,77.817598175430206,"R"]
[{"$f":"INDEX(Seas_Ar,C443)","v":"Sum"},{"$f":"INDEX(WDWE_Ar,D443)","v":"WD"},1,5,6,"L",103.55,179.61645135272607,69.430500894784899,77.817598175430206,"R"]
[{"$f":"INDEX(Seas_Ar,C444)","v":"Sum"},{"$f":"INDEX(WDWE_Ar,D444)","v":"WD"},1,5,7,"L",100.495,165.60570711094888,72.497430629439293,10.0800001621246,"R"]
[{"$f":"INDEX(Seas_Ar,C445)","v":"Sum"},{"$f":"INDEX(WDWE_Ar,D445)","v":"WD"},1,5,8,"L",104.47999999999999,419.95956344958779,81.678243186721801,10.0800001621246,"R"]
[{"$f":"INDEX(Seas_Ar,C446)","v":"Sum"},{"$f":"INDEX(WDWE_Ar,D446)","v":"WD"},1,5,9,"L",107.08500000000001,213.73237173891775,81.678243186721801,10.0800001621246,"R"]
[{"$f":"INDEX(Seas_Ar,C447)","v":"Sum"},{"$f":"INDEX(WDWE_Ar,D447)","v":"WD"},1,5,10,"L",115.03999999999999,283.30240787616589,72.777149413561801,10.0800001621246,"R"]
[{"$f":"INDEX(Seas_Ar,C448)","v":"Sum"},{"$f":"INDEX(WDWE_Ar,D448)","v":"WD"},1,5,11,"L",102.5,243.54349498753231,72.777149413561801,10.0800001621246,"R"]
[{"$f":"INDEX(Seas_Ar,C449)","v":"Sum"},{"$f":"INDEX(WDWE_Ar,D449)","v":"WD"},1,5,12,"L",117.30500000000001,202.34964971970635,71.448477567214894,10.0800001621246,"R"]
[{"$f":"INDEX(Seas_Ar,C450)","v":"Sum"},{"$f":"INDEX(WDWE_Ar,D450)","v":"WD"},1,5,13,"L",120.1,168.12086948346584,72.777149413561801,10.0800001621246,"R"]
[{"$f":"INDEX(Seas_Ar,C451)","v":"Sum"},{"$f":"INDEX(WDWE_Ar,D451)","v":"WD"},1,5,14,"L",118.72,198.51241481804584,71.448477567214894,10.0800001621246,"R"]
[{"$f":"INDEX(Seas_Ar,C452)","v":"Sum"},{"$f":"INDEX(WDWE_Ar,D452)","v":"WD"},1,5,15,"L",118.56,157.47979790743253,72.217711845316899,10.0800001621246,"R"]
[{"$f":"INDEX(Seas_Ar,C453)","v":"Sum"},{"$f":"INDEX(WDWE_Ar,D453)","v":"WD"},1,5,16,"L",117.66499999999999,153.40072046995306,72.497430629439293,13.547519794921801,"R"]
[{"$f":"INDEX(Seas_Ar,C454)","v":"Sum"},{"$f":"INDEX(WDWE_Ar,D454)","v":"WD"},1,5,17,"L",116.77000000000001,152.01415659792448,73.056868197684196,77.817598175430206,"R"]
[{"$f":"INDEX(Seas_Ar,C455)","v":"Sum"},{"$f":"INDEX(WDWE_Ar,D455)","v":"WD"},1,5,18,"L",114.44499999999999,147.18536729940635,81.678243186721801,117.90576312684,"R"]
[{"$f":"INDEX(Seas_Ar,C456)","v":"Sum"},{"$f":"INDEX(WDWE_Ar,D456)","v":"WD"},1,5,19,"L",96.664999999999992,136.51205005193049,81.678243186721801,117.90576312684,"R"]
[{"$f":"INDEX(Seas_Ar,C457)","v":"Sum"},{"$f":"INDEX(WDWE_Ar,D457)","v":"WD"},1,5,20,"L",92.52,131.20763709963509,81.678243186721801,117.90576312684,"R"]
[{"$f":"INDEX(Seas_Ar,C458)","v":"Sum"},{"$f":"INDEX(WDWE_Ar,D458)","v":"WD"},1,5,21,"L",110,131.6429536641092,90.899009037365801,117.90576312684,"R"]
[{"$f":"INDEX(Seas_Ar,C459)","v":"Sum"},{"$f":"INDEX(WDWE_Ar,D459)","v":"WD"},1,5,22,"L",115.66500000000001,144.03335291589948,90.899009037365801,153.28656984824099,"R"]
[{"$f":"INDEX(Seas_Ar,C460)","v":"Sum"},{"$f":"INDEX(WDWE_Ar,D460)","v":"WD"},1,5,23,"L",112.58000000000001,142.25984098656062,72.777149413561801,117.90576312684,"R"]
[{"$f":"INDEX(Seas_Ar,C461)","v":"Sum"},{"$f":"INDEX(WDWE_Ar,D461)","v":"WD"},1,5,24,"L",97.754999999999995,131.14314575675004,72.497430629439293,117.90576312684,"R"]
[{"$f":"INDEX(Seas_Ar,C462)","v":"Sum"},{"$f":"INDEX(WDWE_Ar,D462)","v":"WE"},1,6,1,"L",105.14,135.22222319422949,61.898039883098498,156.240002512931,"R"]
[{"$f":"INDEX(Seas_Ar,C463)","v":"Sum"},{"$f":"INDEX(WDWE_Ar,D463)","v":"WE"},1,6,2,"L",105.765,123.03335938895496,61.898039883098498,156.240002512931,"R"]
[{"$f":"INDEX(Seas_Ar,C464)","v":"Sum"},{"$f":"INDEX(WDWE_Ar,D464)","v":"WE"},1,6,3,"L",96.23,116.77769912910507,61.898039883098498,156.240002512931,"R"]
[{"$f":"INDEX(Seas_Ar,C465)","v":"Sum"},{"$f":"INDEX(WDWE_Ar,D465)","v":"WE"},1,6,4,"L",79.905000000000001,118.0997716582486,61.898039883098498,156.240002512931,"R"]
[{"$f":"INDEX(Seas_Ar,C466)","v":"Sum"},{"$f":"INDEX(WDWE_Ar,D466)","v":"WE"},1,6,5,"L",78.60499999999999,101.7995847440521,61.898039883098498,156.240002512931,"R"]
[{"$f":"INDEX(Seas_Ar,C467)","v":"Sum"},{"$f":"INDEX(WDWE_Ar,D467)","v":"WE"},1,6,6,"L",90.325000000000003,107.91013948241064,61.898039883098498,156.240002512931,"R"]
[{"$f":"INDEX(Seas_Ar,C468)","v":"Sum"},{"$f":"INDEX(WDWE_Ar,D468)","v":"WE"},1,6,7,"L",105.14,101.88826034051905,61.898039883098498,20.532961176195101,"R"]
[{"$f":"INDEX(Seas_Ar,C469)","v":"Sum"},{"$f":"INDEX(WDWE_Ar,D469)","v":"WE"},1,6,8,"L",106.035,110.23182782627245,61.898039883098498,20.532961176195101,"R"]
[{"$f":"INDEX(Seas_Ar,C470)","v":"Sum"},{"$f":"INDEX(WDWE_Ar,D470)","v":"WE"},1,6,9,"L",115.675,134.93201215124677,61.898039883098498,19.545119699125198,"R"]
[{"$f":"INDEX(Seas_Ar,C471)","v":"Sum"},{"$f":"INDEX(WDWE_Ar,D471)","v":"WE"},1,6,10,"L",117.89,142.80801740108356,61.898039883098498,19.545119699125198,"R"]
[{"$f":"INDEX(Seas_Ar,C472)","v":"Sum"},{"$f":"INDEX(WDWE_Ar,D472)","v":"WE"},1,6,11,"L",117.89,137.80187690963149,67.092844523105597,19.545119699125198,"R"]
[{"$f":"INDEX(Seas_Ar,C473)","v":"Sum"},{"$f":"INDEX(WDWE_Ar,D473)","v":"WE"},1,6,12,"L",118.82,133.27942148981734,71.678250923752699,19.545119699125198,"R"]
[{"$f":"INDEX(Seas_Ar,C474)","v":"Sum"},{"$f":"INDEX(WDWE_Ar,D474)","v":"WE"},1,6,13,"L",117.94499999999999,128.38614084841413,61.898039883098498,12.9024003997802,"R"]
[{"$f":"INDEX(Seas_Ar,C475)","v":"Sum"},{"$f":"INDEX(WDWE_Ar,D475)","v":"WE"},1,6,14,"L",119.33499999999999,120.23604739131589,61.898039883098498,19.545119699125198,"R"]
[{"$f":"INDEX(Seas_Ar,C476)","v":"Sum"},{"$f":"INDEX(WDWE_Ar,D476)","v":"WE"},1,6,15,"L",116.32499999999999,106.23336456739932,71.678250923752699,19.545119699125198,"R"]
[{"$f":"INDEX(Seas_Ar,C477)","v":"Sum"},{"$f":"INDEX(WDWE_Ar,D477)","v":"WE"},1,6,16,"L",107.50999999999999,102.92012182667986,72.217711845316899,110.18447931124599,"R"]
[{"$f":"INDEX(Seas_Ar,C478)","v":"Sum"},{"$f":"INDEX(WDWE_Ar,D478)","v":"WE"},1,6,17,"L",108.315,105.59651255640945,72.777149413561801,156.240002512931,"R"]
[{"$f":"INDEX(Seas_Ar,C479)","v":"Sum"},{"$f":"INDEX(WDWE_Ar,D479)","v":"WE"},1,6,18,"L",112.03999999999999,112.49708624510986,72.827102462911597,156.240002512931,"R"]
[{"$f":"INDEX(Seas_Ar,C480)","v":"Sum"},{"$f":"INDEX(WDWE_Ar,D480)","v":"WE"},1,6,19,"L",105.25,103.04104309458931,72.827102462911597,156.240002512931,"R"]
[{"$f":"INDEX(Seas_Ar,C481)","v":"Sum"},{"$f":"INDEX(WDWE_Ar,D481)","v":"WE"},1,6,20,"L",79.77,103.83912346279182,72.827102462911597,156.240002512931,"R"]
[{"$f":"INDEX(Seas_Ar,C482)","v":"Sum"},{"$f":"INDEX(WDWE_Ar,D482)","v":"WE"},1,6,21,"L",77.905000000000001,106.4832685210789,72.827102462911597,156.240002512931,"R"]
[{"$f":"INDEX(Seas_Ar,C483)","v":"Sum"},{"$f":"INDEX(WDWE_Ar,D483)","v":"WE"},1,6,22,"L",79.525000000000006,130.52241658148142,73.056868197684196,156.240002512931,"R"]
[{"$f":"INDEX(Seas_Ar,C484)","v":"Sum"},{"$f":"INDEX(WDWE_Ar,D484)","v":"WE"},1,6,23,"L",79.025000000000006,130.63527643153029,72.777149413561801,156.240002512931,"R"]
[{"$f":"INDEX(Seas_Ar,C485)","v":"Sum"},{"$f":"INDEX(WDWE_Ar,D485)","v":"WE"},1,6,24,"L",65.169999999999987,130.29669688138375,72.777149413561801,156.240002512931,"R"]
[{"$f":"INDEX(Seas_Ar,C486)","v":"Sum"},{"$f":"INDEX(WDWE_Ar,D486)","v":"WE"},1,7,1,"L",81.099999999999994,102.99267458742553,68.281649355626001,155.79648004486,"R"]
[{"$f":"INDEX(Seas_Ar,C487)","v":"Sum"},{"$f":"INDEX(WDWE_Ar,D487)","v":"WE"},1,7,2,"L",81.254999999999995,92.424155772137894,63.326610206379797,155.79648004486,"R"]
[{"$f":"INDEX(Seas_Ar,C488)","v":"Sum"},{"$f":"INDEX(WDWE_Ar,D488)","v":"WE"},1,7,3,"L",80.905000000000001,94.06062359784606,63.326610206379797,155.79648004486,"R"]
[{"$f":"INDEX(Seas_Ar,C489)","v":"Sum"},{"$f":"INDEX(WDWE_Ar,D489)","v":"WE"},1,7,4,"L",67.745000000000005,92.964270768800191,63.326610206379797,155.79648004486,"R"]
[{"$f":"INDEX(Seas_Ar,C490)","v":"Sum"},{"$f":"INDEX(WDWE_Ar,D490)","v":"WE"},1,7,5,"L",64.819999999999993,92.311295922089059,63.326610206379797,155.79648004486,"R"]
[{"$f":"INDEX(Seas_Ar,C491)","v":"Sum"},{"$f":"INDEX(WDWE_Ar,D491)","v":"WE"},1,7,6,"L",75.740000000000009,93.028762111685253,68.281649355626001,155.79648004486,"R"]
[{"$f":"INDEX(Seas_Ar,C492)","v":"Sum"},{"$f":"INDEX(WDWE_Ar,D492)","v":"WE"},1,7,7,"L",80.819999999999993,94.729721280278454,63.326610206379797,11.8540804213714,"R"]
[{"$f":"INDEX(Seas_Ar,C493)","v":"Sum"},{"$f":"INDEX(WDWE_Ar,D493)","v":"WE"},1,7,8,"L",81.754999999999995,92.262927414925272,53.596352215075498,13.950720378189001,"R"]
[{"$f":"INDEX(Seas_Ar,C494)","v":"Sum"},{"$f":"INDEX(WDWE_Ar,D494)","v":"WE"},1,7,9,"L",75.325000000000003,102.5976651122546,68.281649355626001,13.4568006009578,"R"]
[{"$f":"INDEX(Seas_Ar,C495)","v":"Sum"},{"$f":"INDEX(WDWE_Ar,D495)","v":"WE"},1,7,10,"L",64.86,118.03528031536356,63.326610206379797,11.8540804213714,"R"]
[{"$f":"INDEX(Seas_Ar,C496)","v":"Sum"},{"$f":"INDEX(WDWE_Ar,D496)","v":"WE"},1,7,11,"L",60.754999999999995,122.63834991378401,63.326610206379797,11.8540804213714,"R"]
[{"$f":"INDEX(Seas_Ar,C497)","v":"Sum"},{"$f":"INDEX(WDWE_Ar,D497)","v":"WE"},1,7,12,"L",63.09,102.4928666800664,63.326610206379797,11.8540804213714,"R"]
[{"$f":"INDEX(Seas_Ar,C498)","v":"Sum"},{"$f":"INDEX(WDWE_Ar,D498)","v":"WE"},1,7,13,"L",65.814999999999998,96.164653659470815,68.281649355626001,10.0800001621246,"R"]
[{"$f":"INDEX(Seas_Ar,C499)","v":"Sum"},{"$f":"INDEX(WDWE_Ar,D499)","v":"WE"},1,7,14,"L",75.634999999999991,94.221851955058668,68.281649355626001,10.0800001621246,"R"]
[{"$f":"INDEX(Seas_Ar,C500)","v":"Sum"},{"$f":"INDEX(WDWE_Ar,D500)","v":"WE"},1,7,15,"L",80.004999999999995,104.50822114522421,68.281649355626001,10.0800001621246,"R"]
[{"$f":"INDEX(Seas_Ar,C501)","v":"Sum"},{"$f":"INDEX(WDWE_Ar,D501)","v":"WE"},1,7,16,"L",82.77,111.31205781959703,72.777149413561801,11.8540804213714,"R"]
[{"$f":"INDEX(Seas_Ar,C502)","v":"Sum"},{"$f":"INDEX(WDWE_Ar,D502)","v":"WE"},1,7,17,"L",93.844999999999999,128.31358808766848,81.2087119611883,11.8540804213714,"R"]
[{"$f":"INDEX(Seas_Ar,C503)","v":"Sum"},{"$f":"INDEX(WDWE_Ar,D503)","v":"WE"},1,7,18,"L",98.330000000000013,139.01915100658681,81.2087119611883,11.8540804213714,"R"]
[{"$f":"INDEX(Seas_Ar,C504)","v":"Sum"},{"$f":"INDEX(WDWE_Ar,D504)","v":"WE"},1,7,19,"L",107.42,138.6966942921616,81.2087119611883,11.8540804213714,"R"]
[{"$f":"INDEX(Seas_Ar,C505)","v":"Sum"},{"$f":"INDEX(WDWE_Ar,D505)","v":"WE"},1,7,20,"L",112.035,129.32126532024739,72.777149413561801,11.8540804213714,"R"]
[{"$f":"INDEX(Seas_Ar,C506)","v":"Sum"},{"$f":"INDEX(WDWE_Ar,D506)","v":"WE"},1,7,21,"L",106.32,131.66713791769106,81.2087119611883,11.8540804213714,"R"]
[{"$f":"INDEX(Seas_Ar,C507)","v":"Sum"},{"$f":"INDEX(WDWE_Ar,D507)","v":"WE"},1,7,22,"L",111.685,197.52086042118819,72.777149413561801,11.8540804213714,"R"]
[{"$f":"INDEX(Seas_Ar,C508)","v":"Sum"},{"$f":"INDEX(WDWE_Ar,D508)","v":"WE"},1,7,23,"L",83.355000000000004,138.29362339913001,72.777149413561801,11.8540804213714,"R"]
[{"$f":"INDEX(Seas_Ar,C509)","v":"Sum"},{"$f":"INDEX(WDWE_Ar,D509)","v":"WE"},1,7,24,"L",71.444999999999993,121.68710260622952,71.728203973102595,11.8540804213714,"R"]
[{"$f":"INDEX(Seas_Ar,C510)","v":"Sum"},{"$f":"INDEX(WDWE_Ar,D510)","v":"WD"},1,1,1,"L",72.83,78.815367004447268,34.4754887675142,46.085761971702503,"R"]
[{"$f":"INDEX(Seas_Ar,C511)","v":"Sum"},{"$f":"INDEX(WDWE_Ar,D511)","v":"WD"},1,1,2,"L",67.484999999999999,78.178606413644644,34.4754887675142,46.085761971702503,"R"]
[{"$f":"INDEX(Seas_Ar,C512)","v":"Sum"},{"$f":"INDEX(WDWE_Ar,D512)","v":"WD"},1,1,3,"L",60.97,75.670549392728191,34.4754887675142,46.085761971702503,"R"]
[{"$f":"INDEX(Seas_Ar,C513)","v":"Sum"},{"$f":"INDEX(WDWE_Ar,D513)","v":"WD"},1,1,4,"L",55.825000000000003,75.63156405043415,35.8241410714244,46.085761971702503,"R"]
[{"$f":"INDEX(Seas_Ar,C514)","v":"Sum"},{"$f":"INDEX(WDWE_Ar,D514)","v":"WD"},1,1,5,"L",54.745000000000005,78.932323031329389,52.237711587824798,46.085761971702503,"R"]
[{"$f":"INDEX(Seas_Ar,C515)","v":"Sum"},{"$f":"INDEX(WDWE_Ar,D515)","v":"WD"},1,1,6,"L",59.72,95.572566633834711,67.092844523105597,30.602881107444698,"R"]
[{"$f":"INDEX(Seas_Ar,C516)","v":"Sum"},{"$f":"INDEX(WDWE_Ar,D516)","v":"WD"},1,1,7,"L",76.099999999999994,114.0321262100618,67.912024228792205,10.0800001621246,"R"]
[{"$f":"INDEX(Seas_Ar,C517)","v":"Sum"},{"$f":"INDEX(WDWE_Ar,D517)","v":"WD"},1,1,8,"L",95.875,89.068512027779335,67.912024228792205,10.0800001621246,"R"]
[{"$f":"INDEX(Seas_Ar,C518)","v":"Sum"},{"$f":"INDEX(WDWE_Ar,D518)","v":"WD"},1,1,9,"L",99.990000000000009,120.77659042693041,57.722219524412097,10.0800001621246,"R"]
[{"$f":"INDEX(Seas_Ar,C519)","v":"Sum"},{"$f":"INDEX(WDWE_Ar,D519)","v":"WD"},1,1,10,"L",99.814999999999998,147.04621357606317,67.912024228792205,10.0800001621246,"R"]
[{"$f":"INDEX(Seas_Ar,C520)","v":"Sum"},{"$f":"INDEX(WDWE_Ar,D520)","v":"WD"},1,1,11,"L",95.81,147.65048638162077,67.912024228792205,10.0800001621246,"R"]
[{"$f":"INDEX(Seas_Ar,C521)","v":"Sum"},{"$f":"INDEX(WDWE_Ar,D521)","v":"WD"},1,1,12,"L",100.86500000000001,157.30585615644424,67.912024228792205,10.0800001621246,"R"]
[{"$f":"INDEX(Seas_Ar,C522)","v":"Sum"},{"$f":"INDEX(WDWE_Ar,D522)","v":"WD"},1,1,13,"L",101.83000000000001,159.56700600949844,67.912024228792205,10.0800001621246,"R"]
[{"$f":"INDEX(Seas_Ar,C523)","v":"Sum"},{"$f":"INDEX(WDWE_Ar,D523)","v":"WD"},1,1,14,"L",107.67,164.90799790378171,58.611328926129303,10.0800001621246,"R"]
[{"$f":"INDEX(Seas_Ar,C524)","v":"Sum"},{"$f":"INDEX(WDWE_Ar,D524)","v":"WD"},1,1,15,"L",112.9,163.46554023890226,67.092844523105597,10.0800001621246,"R"]
[{"$f":"INDEX(Seas_Ar,C525)","v":"Sum"},{"$f":"INDEX(WDWE_Ar,D525)","v":"WD"},1,1,16,"L",112.45500000000001,153.29036590015829,58.611328926129303,10.0800001621246,"R"]
[{"$f":"INDEX(Seas_Ar,C526)","v":"Sum"},{"$f":"INDEX(WDWE_Ar,D526)","v":"WD"},1,1,17,"L",119.6,146.85128686459296,67.912024228792205,30.602881107444698,"R"]
[{"$f":"INDEX(Seas_Ar,C527)","v":"Sum"},{"$f":"INDEX(WDWE_Ar,D527)","v":"WD"},1,1,18,"L",120.015,141.38684138637865,68.9509775350284,30.602881107444698,"R"]
[{"$f":"INDEX(Seas_Ar,C528)","v":"Sum"},{"$f":"INDEX(WDWE_Ar,D528)","v":"WD"},1,1,19,"L",92.26,121.39385834658601,68.9509775350284,30.602881107444698,"R"]
[{"$f":"INDEX(Seas_Ar,C529)","v":"Sum"},{"$f":"INDEX(WDWE_Ar,D529)","v":"WD"},1,1,20,"L",90.544999999999987,135.0127379213034,68.9509775350284,30.602881107444698,"R"]
[{"$f":"INDEX(Seas_Ar,C530)","v":"Sum"},{"$f":"INDEX(WDWE_Ar,D530)","v":"WD"},1,1,21,"L",103.71000000000001,141.13993421851637,72.217711845316899,30.602881107444698,"R"]
[{"$f":"INDEX(Seas_Ar,C531)","v":"Sum"},{"$f":"INDEX(WDWE_Ar,D531)","v":"WD"},1,1,22,"L",116.655,147.43606699900354,72.217711845316899,30.602881107444698,"R"]
[{"$f":"INDEX(Seas_Ar,C532)","v":"Sum"},{"$f":"INDEX(WDWE_Ar,D532)","v":"WD"},1,1,23,"L",85.564999999999998,137.37784868714169,72.217711845316899,30.602881107444698,"R"]
[{"$f":"INDEX(Seas_Ar,C533)","v":"Sum"},{"$f":"INDEX(WDWE_Ar,D533)","v":"WD"},1,1,24,"L",84.64,132.19279816203459,68.9509775350284,30.602881107444698,"R"]
[{"$f":"INDEX(Seas_Ar,C534)","v":"Sum"},{"$f":"INDEX(WDWE_Ar,D534)","v":"WD"},1,2,1,"L",84.724999999999994,144.44719075646063,50.7392115685129,46.2369596670055,"R"]
[{"$f":"INDEX(Seas_Ar,C535)","v":"Sum"},{"$f":"INDEX(WDWE_Ar,D535)","v":"WD"},1,2,2,"L",80.325000000000003,135.42858157243978,50.7392115685129,46.2369596670055,"R"]
[{"$f":"INDEX(Seas_Ar,C536)","v":"Sum"},{"$f":"INDEX(WDWE_Ar,D536)","v":"WD"},1,2,3,"L",70.37,131.88091542368232,50.7392115685129,46.2369596670055,"R"]
[{"$f":"INDEX(Seas_Ar,C537)","v":"Sum"},{"$f":"INDEX(WDWE_Ar,D537)","v":"WD"},1,2,4,"L",64.724999999999994,128.48919064410097,50.7392115685129,46.2369596670055,"R"]
[{"$f":"INDEX(Seas_Ar,C538)","v":"Sum"},{"$f":"INDEX(WDWE_Ar,D538)","v":"WD"},1,2,5,"L",55.92,128.37223461721885,50.7392115685129,46.2369596670055,"R"]
[{"$f":"INDEX(Seas_Ar,C539)","v":"Sum"},{"$f":"INDEX(WDWE_Ar,D539)","v":"WD"},1,2,6,"L",75.795000000000002,134.16805550493254,50.7392115685129,46.2369596670055,"R"]
[{"$f":"INDEX(Seas_Ar,C540)","v":"Sum"},{"$f":"INDEX(WDWE_Ar,D540)","v":"WD"},1,2,7,"L",97.795000000000002,142.59538699749379,59.700239092597897,26.056800803613601,"R"]
[{"$f":"INDEX(Seas_Ar,C541)","v":"Sum"},{"$f":"INDEX(WDWE_Ar,D541)","v":"WD"},1,2,8,"L",110.13,132.99849523611141,59.700239092597897,10.0800001621246,"R"]
[{"$f":"INDEX(Seas_Ar,C542)","v":"Sum"},{"$f":"INDEX(WDWE_Ar,D542)","v":"WD"},1,2,9,"L",115.83,145.59076079708575,50.7392115685129,10.0800001621246,"R"]
[{"$f":"INDEX(Seas_Ar,C543)","v":"Sum"},{"$f":"INDEX(WDWE_Ar,D543)","v":"WD"},1,2,10,"L",119.255,152.71208332279673,50.7392115685129,10.0800001621246,"R"]
[{"$f":"INDEX(Seas_Ar,C544)","v":"Sum"},{"$f":"INDEX(WDWE_Ar,D544)","v":"WD"},1,2,11,"L",82.59,151.09419161759416,50.7392115685129,10.0800001621246,"R"]
[{"$f":"INDEX(Seas_Ar,C545)","v":"Sum"},{"$f":"INDEX(WDWE_Ar,D545)","v":"WD"},1,2,12,"L",97.704999999999998,154.86927226306685,50.7392115685129,10.0800001621246,"R"]
[{"$f":"INDEX(Seas_Ar,C546)","v":"Sum"},{"$f":"INDEX(WDWE_Ar,D546)","v":"WD"},1,2,13,"L",106.55500000000001,149.06695381830417,50.7392115685129,10.0800001621246,"R"]
[{"$f":"INDEX(Seas_Ar,C547)","v":"Sum"},{"$f":"INDEX(WDWE_Ar,D547)","v":"WD"},1,2,14,"L",144.94,163.25112085628507,59.700239092597897,10.0800001621246,"R"]
[{"$f":"INDEX(Seas_Ar,C548)","v":"Sum"},{"$f":"INDEX(WDWE_Ar,D548)","v":"WD"},1,2,15,"L",172.01499999999999,194.03654615447724,50.7392115685129,10.0800001621246,"R"]
[{"$f":"INDEX(Seas_Ar,C549)","v":"Sum"},{"$f":"INDEX(WDWE_Ar,D549)","v":"WD"},1,2,16,"L",176.44,197.3697929206175,50.7392115685129,10.0800001621246,"R"]
[{"$f":"INDEX(Seas_Ar,C550)","v":"Sum"},{"$f":"INDEX(WDWE_Ar,D550)","v":"WD"},1,2,17,"L",170.39999999999998,156.83803204891578,65.963969630627602,48.494881395215998,"R"]
[{"$f":"INDEX(Seas_Ar,C551)","v":"Sum"},{"$f":"INDEX(WDWE_Ar,D551)","v":"WD"},1,2,18,"L",149.80500000000001,153.00447339000203,72.217711845316899,48.494881395215998,"R"]
[{"$f":"INDEX(Seas_Ar,C552)","v":"Sum"},{"$f":"INDEX(WDWE_Ar,D552)","v":"WD"},1,2,19,"L",127.36500000000001,144.10282023286328,72.217711845316899,48.494881395215998,"R"]
[{"$f":"INDEX(Seas_Ar,C553)","v":"Sum"},{"$f":"INDEX(WDWE_Ar,D553)","v":"WD"},1,2,20,"L",104.02,137.11794640518144,72.217711845316899,48.494881395215998,"R"]
[{"$f":"INDEX(Seas_Ar,C554)","v":"Sum"},{"$f":"INDEX(WDWE_Ar,D554)","v":"WD"},1,2,21,"L",113.175,117.09897313719281,72.497430629439293,73.473120566492,"R"]
[{"$f":"INDEX(Seas_Ar,C555)","v":"Sum"},{"$f":"INDEX(WDWE_Ar,D555)","v":"WD"},1,2,22,"L",136.79500000000002,141.54928031260377,73.056868197684196,48.494881395215998,"R"]
[{"$f":"INDEX(Seas_Ar,C556)","v":"Sum"},{"$f":"INDEX(WDWE_Ar,D556)","v":"WD"},1,2,23,"L",115.93,129.97713120832344,72.287641541347497,48.494881395215998,"R"]
[{"$f":"INDEX(Seas_Ar,C557)","v":"Sum"},{"$f":"INDEX(WDWE_Ar,D557)","v":"WD"},1,2,24,"L",98.6,134.3239968741087,65.963969630627602,48.494881395215998,"R"]
[{"$f":"INDEX(Seas_Ar,C558)","v":"Sum"},{"$f":"INDEX(WDWE_Ar,D558)","v":"WD"},2,3,1,"L",82.375,133.51829980003191,32.967000424861901,99.902882222051602,"R"]
[{"$f":"INDEX(Seas_Ar,C559)","v":"Sum"},{"$f":"INDEX(WDWE_Ar,D559)","v":"WD"},2,3,2,"L",79.31,132.16680793383858,42.457500547170604,99.902882222051602,"R"]
[{"$f":"INDEX(Seas_Ar,C560)","v":"Sum"},{"$f":"INDEX(WDWE_Ar,D560)","v":"WD"},2,3,3,"L",97.91,128.26177614738575,11.1788097248697,99.902882222051602,"R"]
[{"$f":"INDEX(Seas_Ar,C561)","v":"Sum"},{"$f":"INDEX(WDWE_Ar,D561)","v":"WD"},2,3,4,"L",104.9,121.40685346068403,42.457500547170604,99.902882222051602,"R"]
[{"$f":"INDEX(Seas_Ar,C562)","v":"Sum"},{"$f":"INDEX(WDWE_Ar,D562)","v":"WD"},2,3,5,"L",95.995000000000005,127.7939520398573,11.1788097248697,99.902882222051602,"R"]
[{"$f":"INDEX(Seas_Ar,C563)","v":"Sum"},{"$f":"INDEX(WDWE_Ar,D563)","v":"WD"},2,3,6,"L",103.715,136.03285437799738,42.457500547170604,99.902882222051602,"R"]
[{"$f":"INDEX(Seas_Ar,C564)","v":"Sum"},{"$f":"INDEX(WDWE_Ar,D564)","v":"WD"},2,3,7,"L",127.57,134.59689427016696,49.9500006437301,18.587520837287901,"R"]
[{"$f":"INDEX(Seas_Ar,C565)","v":"Sum"},{"$f":"INDEX(WDWE_Ar,D565)","v":"WD"},2,3,8,"L",132.65,134.18105061903054,49.9500006437301,18.587520837287901,"R"]
[{"$f":"INDEX(Seas_Ar,C566)","v":"Sum"},{"$f":"INDEX(WDWE_Ar,D566)","v":"WD"},2,3,9,"L",150.02000000000001,138.722842996286,49.9500006437301,14.3035198070812,"R"]
[{"$f":"INDEX(Seas_Ar,C567)","v":"Sum"},{"$f":"INDEX(WDWE_Ar,D567)","v":"WD"},2,3,10,"L",144.75,149.26837808682336,55.194750711321802,14.3035198070812,"R"]
[{"$f":"INDEX(Seas_Ar,C568)","v":"Sum"},{"$f":"INDEX(WDWE_Ar,D568)","v":"WD"},2,3,11,"L",149.005,149.43081701304851,55.194750711321802,10.0800001621246,"R"]
[{"$f":"INDEX(Seas_Ar,C569)","v":"Sum"},{"$f":"INDEX(WDWE_Ar,D569)","v":"WD"},2,3,12,"L",165.70499999999998,150.48342125498755,55.194750711321802,10.0800001621246,"R"]
[{"$f":"INDEX(Seas_Ar,C570)","v":"Sum"},{"$f":"INDEX(WDWE_Ar,D570)","v":"WD"},2,3,13,"L",158.22,154.89526249126286,55.194750711321802,10.0800001621246,"R"]
[{"$f":"INDEX(Seas_Ar,C571)","v":"Sum"},{"$f":"INDEX(WDWE_Ar,D571)","v":"WD"},2,3,14,"L",151.66,160.73006872127058,55.194750711321802,10.0800001621246,"R"]
[{"$f":"INDEX(Seas_Ar,C572)","v":"Sum"},{"$f":"INDEX(WDWE_Ar,D572)","v":"WD"},2,3,15,"L",135.01,164.21925685658701,64.935000836849198,14.3035198070812,"R"]
[{"$f":"INDEX(Seas_Ar,C573)","v":"Sum"},{"$f":"INDEX(WDWE_Ar,D573)","v":"WD"},2,3,16,"L",180.61500000000001,165.05094415885981,64.935000836849198,14.3035198070812,"R"]
[{"$f":"INDEX(Seas_Ar,C574)","v":"Sum"},{"$f":"INDEX(WDWE_Ar,D574)","v":"WD"},2,3,17,"L",175.01999999999998,161.42530732551427,64.935000836849198,69.753598045730499,"R"]
[{"$f":"INDEX(Seas_Ar,C575)","v":"Sum"},{"$f":"INDEX(WDWE_Ar,D575)","v":"WD"},2,3,18,"L",134.86500000000001,153.23838544376625,64.935000836849198,69.753598045730499,"R"]
[{"$f":"INDEX(Seas_Ar,C576)","v":"Sum"},{"$f":"INDEX(WDWE_Ar,D576)","v":"WD"},2,3,19,"L",125.77,145.62974613937979,64.935000836849198,69.753598045730499,"R"]
[{"$f":"INDEX(Seas_Ar,C577)","v":"Sum"},{"$f":"INDEX(WDWE_Ar,D577)","v":"WD"},2,3,20,"L",116.925,137.76770211008207,65.584352369570695,69.753598045730499,"R"]
[{"$f":"INDEX(Seas_Ar,C578)","v":"Sum"},{"$f":"INDEX(WDWE_Ar,D578)","v":"WD"},2,3,21,"L",100.46000000000001,128.53467354344403,65.584352369570695,95.104799991559901,"R"]
[{"$f":"INDEX(Seas_Ar,C579)","v":"Sum"},{"$f":"INDEX(WDWE_Ar,D579)","v":"WD"},2,3,22,"L",123.205,146.13005803215327,68.901032107443797,69.753598045730499,"R"]
[{"$f":"INDEX(Seas_Ar,C580)","v":"Sum"},{"$f":"INDEX(WDWE_Ar,D580)","v":"WD"},2,3,23,"L",106.375,148.22227140193334,64.935000836849198,69.753598045730499,"R"]
[{"$f":"INDEX(Seas_Ar,C581)","v":"Sum"},{"$f":"INDEX(WDWE_Ar,D581)","v":"WD"},2,3,24,"L",97.69,137.65074608319995,64.935000836849198,69.753598045730499,"R"]
[{"$f":"INDEX(Seas_Ar,C582)","v":"Sum"},{"$f":"INDEX(WDWE_Ar,D582)","v":"WD"},2,4,1,"L",104.03,126.60489909988912,49.270680330104803,103.340158278312,"R"]
[{"$f":"INDEX(Seas_Ar,C583)","v":"Sum"},{"$f":"INDEX(WDWE_Ar,D583)","v":"WD"},2,4,2,"L",87.18,126.69586489857522,49.270680330104803,103.340158278312,"R"]
[{"$f":"INDEX(Seas_Ar,C584)","v":"Sum"},{"$f":"INDEX(WDWE_Ar,D584)","v":"WD"},2,4,3,"L",60.519999999999996,118.67787950010134,49.270680330104803,103.340158278312,"R"]
[{"$f":"INDEX(Seas_Ar,C585)","v":"Sum"},{"$f":"INDEX(WDWE_Ar,D585)","v":"WD"},2,4,4,"L",61.870000000000005,118.26853340601396,37.062898953294699,103.340158278312,"R"]
[{"$f":"INDEX(Seas_Ar,C586)","v":"Sum"},{"$f":"INDEX(WDWE_Ar,D586)","v":"WD"},2,4,5,"L",6.3100000000000005,110.44547471901029,49.270680330104803,103.340158278312,"R"]
[{"$f":"INDEX(Seas_Ar,C587)","v":"Sum"},{"$f":"INDEX(WDWE_Ar,D587)","v":"WD"},2,4,6,"L",67.534999999999997,130.12007746340157,49.270680330104803,103.340158278312,"R"]
[{"$f":"INDEX(Seas_Ar,C588)","v":"Sum"},{"$f":"INDEX(WDWE_Ar,D588)","v":"WD"},2,4,7,"L",127.16,129.34686817456981,64.055883569355004,70.731359291925401,"R"]
[{"$f":"INDEX(Seas_Ar,C589)","v":"Sum"},{"$f":"INDEX(WDWE_Ar,D589)","v":"WD"},2,4,8,"L",133.96,121.40035590363503,64.055883569355004,70.731359291925401,"R"]
[{"$f":"INDEX(Seas_Ar,C590)","v":"Sum"},{"$f":"INDEX(WDWE_Ar,D590)","v":"WD"},2,4,9,"L",146.52000000000001,137.1764244186225,65.654282065601294,70.731359291925401,"R"]
[{"$f":"INDEX(Seas_Ar,C591)","v":"Sum"},{"$f":"INDEX(WDWE_Ar,D591)","v":"WD"},2,4,10,"L",188.84,143.0112306486302,65.654282065601294,70.731359291925401,"R"]
[{"$f":"INDEX(Seas_Ar,C592)","v":"Sum"},{"$f":"INDEX(WDWE_Ar,D592)","v":"WD"},2,4,11,"L",157.47999999999999,153.64123398080463,64.055883569355004,70.731359291925401,"R"]
[{"$f":"INDEX(Seas_Ar,C593)","v":"Sum"},{"$f":"INDEX(WDWE_Ar,D593)","v":"WD"},2,4,12,"L",154.465,157.89063629085481,64.055883569355004,70.731359291925401,"R"]
[{"$f":"INDEX(Seas_Ar,C594)","v":"Sum"},{"$f":"INDEX(WDWE_Ar,D594)","v":"WD"},2,4,13,"L",136.53,167.77342056239351,49.270680330104803,45.7632022741318,"R"]
[{"$f":"INDEX(Seas_Ar,C595)","v":"Sum"},{"$f":"INDEX(WDWE_Ar,D595)","v":"WD"},2,4,14,"L",146.11500000000001,169.24186845546896,63.696239144096303,70.731359291925401,"R"]
[{"$f":"INDEX(Seas_Ar,C596)","v":"Sum"},{"$f":"INDEX(WDWE_Ar,D596)","v":"WD"},2,4,15,"L",139.35500000000002,164.44017379625322,65.654282065601294,70.731359291925401,"R"]
[{"$f":"INDEX(Seas_Ar,C597)","v":"Sum"},{"$f":"INDEX(WDWE_Ar,D597)","v":"WD"},2,4,16,"L",154.76,170.78178947608347,70.559368165497702,75.075844591293304,"R"]
[{"$f":"INDEX(Seas_Ar,C598)","v":"Sum"},{"$f":"INDEX(WDWE_Ar,D598)","v":"WD"},2,4,17,"L",166.02500000000001,160.54813712389841,68.970961803474395,150.85728611776301,"R"]
[{"$f":"INDEX(Seas_Ar,C599)","v":"Sum"},{"$f":"INDEX(WDWE_Ar,D599)","v":"WD"},2,4,18,"L",145.11500000000001,156.53914442466149,70.559368165497702,150.85728611776301,"R"]
[{"$f":"INDEX(Seas_Ar,C600)","v":"Sum"},{"$f":"INDEX(WDWE_Ar,D600)","v":"WD"},2,4,19,"L",122.815,152.81604423558082,70.559368165497702,150.85728611776301,"R"]
[{"$f":"INDEX(Seas_Ar,C601)","v":"Sum"},{"$f":"INDEX(WDWE_Ar,D601)","v":"WD"},2,4,20,"L",111.59,148.62511993897172,70.559368165497702,150.85728611776301,"R"]
[{"$f":"INDEX(Seas_Ar,C602)","v":"Sum"},{"$f":"INDEX(WDWE_Ar,D602)","v":"WD"},2,4,21,"L",92.83,138.48243338547277,70.559368165497702,150.85728611776301,"R"]
[{"$f":"INDEX(Seas_Ar,C603)","v":"Sum"},{"$f":"INDEX(WDWE_Ar,D603)","v":"WD"},2,4,22,"L",123.25,142.58239188339579,72.217711845316899,150.85728611776301,"R"]
[{"$f":"INDEX(Seas_Ar,C604)","v":"Sum"},{"$f":"INDEX(WDWE_Ar,D604)","v":"WD"},2,4,23,"L",93.185000000000002,132.10183236334854,70.559368165497702,150.85728611776301,"R"]
[{"$f":"INDEX(Seas_Ar,C605)","v":"Sum"},{"$f":"INDEX(WDWE_Ar,D605)","v":"WD"},2,4,24,"L",103,107.91792502694679,70.559368165497702,150.85728611776301,"R"]
[{"$f":"INDEX(Seas_Ar,C606)","v":"Sum"},{"$f":"INDEX(WDWE_Ar,D606)","v":"WD"},2,5,1,"L",116.28,121.43284368888006,72.217711845316899,170.18064458285301,"R"]
[{"$f":"INDEX(Seas_Ar,C607)","v":"Sum"},{"$f":"INDEX(WDWE_Ar,D607)","v":"WD"},2,5,2,"L",90.314999999999998,121.64076551444825,72.217711845316899,170.18064458285301,"R"]
[{"$f":"INDEX(Seas_Ar,C608)","v":"Sum"},{"$f":"INDEX(WDWE_Ar,D608)","v":"WD"},2,5,3,"L",77.224999999999994,121.54979971576216,72.217711845316899,170.18064458285301,"R"]
[{"$f":"INDEX(Seas_Ar,C609)","v":"Sum"},{"$f":"INDEX(WDWE_Ar,D609)","v":"WD"},2,5,4,"L",78.474999999999994,111.40711316226322,72.217711845316899,170.18064458285301,"R"]
[{"$f":"INDEX(Seas_Ar,C610)","v":"Sum"},{"$f":"INDEX(WDWE_Ar,D610)","v":"WD"},2,5,5,"L",90.555000000000007,118.16457249322987,72.217711845316899,170.18064458285301,"R"]
[{"$f":"INDEX(Seas_Ar,C611)","v":"Sum"},{"$f":"INDEX(WDWE_Ar,D611)","v":"WD"},2,5,6,"L",83.050000000000011,134.56440648492193,72.217711845316899,170.18064458285301,"R"]
[{"$f":"INDEX(Seas_Ar,C612)","v":"Sum"},{"$f":"INDEX(WDWE_Ar,D612)","v":"WD"},2,5,7,"L",120.52,130.59439912797905,84.964954143691102,84.268799817275905,"R"]
[{"$f":"INDEX(Seas_Ar,C613)","v":"Sum"},{"$f":"INDEX(WDWE_Ar,D613)","v":"WD"},2,5,8,"L",113.89500000000001,135.7729520960371,76.393532204003293,61.7097622229957,"R"]
[{"$f":"INDEX(Seas_Ar,C614)","v":"Sum"},{"$f":"INDEX(WDWE_Ar,D614)","v":"WD"},2,5,9,"L",109.245,139.15817931856944,73.056868197684196,10.0800001621246,"R"]
[{"$f":"INDEX(Seas_Ar,C615)","v":"Sum"},{"$f":"INDEX(WDWE_Ar,D615)","v":"WD"},2,5,10,"L",111.16499999999999,149.49579258353856,72.697227583308106,10.0800001621246,"R"]
[{"$f":"INDEX(Seas_Ar,C616)","v":"Sum"},{"$f":"INDEX(WDWE_Ar,D616)","v":"WD"},2,5,11,"L",117.38,133.1999195046306,72.697227583308106,10.0800001621246,"R"]
[{"$f":"INDEX(Seas_Ar,C617)","v":"Sum"},{"$f":"INDEX(WDWE_Ar,D617)","v":"WD"},2,5,12,"L",120.17,152.43918592673847,72.497430629439293,10.0800001621246,"R"]
[{"$f":"INDEX(Seas_Ar,C618)","v":"Sum"},{"$f":"INDEX(WDWE_Ar,D618)","v":"WD"},2,5,13,"L",127.41499999999999,156.071320317133,47.971981075544299,10.0800001621246,"R"]
[{"$f":"INDEX(Seas_Ar,C619)","v":"Sum"},{"$f":"INDEX(WDWE_Ar,D619)","v":"WD"},2,5,14,"L",112.32,154.27799457160725,72.497430629439293,10.0800001621246,"R"]
[{"$f":"INDEX(Seas_Ar,C620)","v":"Sum"},{"$f":"INDEX(WDWE_Ar,D620)","v":"WD"},2,5,15,"L",102.75,154.07007274603907,47.971981075544299,10.0800001621246,"R"]
[{"$f":"INDEX(Seas_Ar,C621)","v":"Sum"},{"$f":"INDEX(WDWE_Ar,D621)","v":"WD"},2,5,16,"L",92.314999999999998,152.9070100342669,72.697227583308106,42.779519303779502,"R"]
[{"$f":"INDEX(Seas_Ar,C622)","v":"Sum"},{"$f":"INDEX(WDWE_Ar,D622)","v":"WD"},2,5,17,"L",96.10499999999999,151.74394732249479,72.697227583308106,70.378560824337001,"R"]
[{"$f":"INDEX(Seas_Ar,C623)","v":"Sum"},{"$f":"INDEX(WDWE_Ar,D623)","v":"WD"},2,5,18,"L",83.050000000000011,148.72258329470679,72.8470791095924,70.378560824337001,"R"]
[{"$f":"INDEX(Seas_Ar,C624)","v":"Sum"},{"$f":"INDEX(WDWE_Ar,D624)","v":"WD"},2,5,19,"L",59.39,125.61727042844015,72.697227583308106,70.378560824337001,"R"]
[{"$f":"INDEX(Seas_Ar,C625)","v":"Sum"},{"$f":"INDEX(WDWE_Ar,D625)","v":"WD"},2,5,20,"L",56.39,120.23079563481387,73.056868197684196,70.378560824337001,"R"]
[{"$f":"INDEX(Seas_Ar,C626)","v":"Sum"},{"$f":"INDEX(WDWE_Ar,D626)","v":"WD"},2,5,21,"L",58.06,142.94625507814015,76.393532204003293,106.918561412038,"R"]
[{"$f":"INDEX(Seas_Ar,C627)","v":"Sum"},{"$f":"INDEX(WDWE_Ar,D627)","v":"WD"},2,5,22,"L",92.039999999999992,150.30798721466437,73.056868197684196,70.378560824337001,"R"]
[{"$f":"INDEX(Seas_Ar,C628)","v":"Sum"},{"$f":"INDEX(WDWE_Ar,D628)","v":"WD"},2,5,23,"L",101.155,146.29899451542747,72.697227583308106,70.378560824337001,"R"]
[{"$f":"INDEX(Seas_Ar,C629)","v":"Sum"},{"$f":"INDEX(WDWE_Ar,D629)","v":"WD"},2,5,24,"L",111.405,127.03373786512354,72.697227583308106,70.378560824337001,"R"]
[{"$f":"INDEX(Seas_Ar,C630)","v":"Sum"},{"$f":"INDEX(WDWE_Ar,D630)","v":"WE"},2,6,1,"L",89.7,136.63062962650596,44.495461488046601,96.334561241807904,"R"]
[{"$f":"INDEX(Seas_Ar,C631)","v":"Sum"},{"$f":"INDEX(WDWE_Ar,D631)","v":"WE"},2,6,2,"L",65.004999999999995,137.44282425763177,44.495461488046601,96.334561241807904,"R"]
[{"$f":"INDEX(Seas_Ar,C632)","v":"Sum"},{"$f":"INDEX(WDWE_Ar,D632)","v":"WE"},2,6,3,"L",61.204999999999998,125.05198296517661,44.495461488046601,96.334561241807904,"R"]
[{"$f":"INDEX(Seas_Ar,C633)","v":"Sum"},{"$f":"INDEX(WDWE_Ar,D633)","v":"WE"},2,6,4,"L",50.24,103.83745920017081,44.495461488046601,96.334561241807904,"R"]
[{"$f":"INDEX(Seas_Ar,C634)","v":"Sum"},{"$f":"INDEX(WDWE_Ar,D634)","v":"WE"},2,6,5,"L",62.599999999999994,102.14809436742914,44.495461488046601,96.334561241807904,"R"]
[{"$f":"INDEX(Seas_Ar,C635)","v":"Sum"},{"$f":"INDEX(WDWE_Ar,D635)","v":"WE"},2,6,6,"L",66.884999999999991,117.37836809030009,44.495461488046601,96.334561241807904,"R"]
[{"$f":"INDEX(Seas_Ar,C636)","v":"Sum"},{"$f":"INDEX(WDWE_Ar,D636)","v":"WE"},2,6,7,"L",85.324999999999989,136.63062962650596,44.495461488046601,46.559519364576303,"R"]
[{"$f":"INDEX(Seas_Ar,C637)","v":"Sum"},{"$f":"INDEX(WDWE_Ar,D637)","v":"WE"},2,6,8,"L",87.31,137.79369233827811,44.495461488046601,10.0800001621246,"R"]
[{"$f":"INDEX(Seas_Ar,C638)","v":"Sum"},{"$f":"INDEX(WDWE_Ar,D638)","v":"WE"},2,6,9,"L",81.52000000000001,150.32098232876237,47.862090464386903,10.0800001621246,"R"]
[{"$f":"INDEX(Seas_Ar,C639)","v":"Sum"},{"$f":"INDEX(WDWE_Ar,D639)","v":"WE"},2,6,10,"L",83.93,153.19940010147221,52.357590522322603,10.0800001621246,"R"]
[{"$f":"INDEX(Seas_Ar,C640)","v":"Sum"},{"$f":"INDEX(WDWE_Ar,D640)","v":"WE"},2,6,11,"L",78.454999999999998,153.19940010147221,52.357590522322603,10.0800001621246,"R"]
[{"$f":"INDEX(Seas_Ar,C641)","v":"Sum"},{"$f":"INDEX(WDWE_Ar,D641)","v":"WE"},2,6,12,"L",68.265000000000001,154.40794571258738,47.862090464386903,10.0800001621246,"R"]
[{"$f":"INDEX(Seas_Ar,C642)","v":"Sum"},{"$f":"INDEX(WDWE_Ar,D642)","v":"WE"},2,6,13,"L",65.44,153.27087322901127,47.862090464386903,10.0800001621246,"R"]
[{"$f":"INDEX(Seas_Ar,C643)","v":"Sum"},{"$f":"INDEX(WDWE_Ar,D643)","v":"WE"},2,6,14,"L",56.15,155.07719408863503,47.862090464386903,10.0800001621246,"R"]
[{"$f":"INDEX(Seas_Ar,C644)","v":"Sum"},{"$f":"INDEX(WDWE_Ar,D644)","v":"WE"},2,6,15,"L",55.155000000000001,151.1656647451332,47.862090464386903,10.0800001621246,"R"]
[{"$f":"INDEX(Seas_Ar,C645)","v":"Sum"},{"$f":"INDEX(WDWE_Ar,D645)","v":"WE"},2,6,16,"L",55.185000000000002,139.71047166773496,47.862090464386903,10.0800001621246,"R"]
[{"$f":"INDEX(Seas_Ar,C646)","v":"Sum"},{"$f":"INDEX(WDWE_Ar,D646)","v":"WE"},2,6,17,"L",57.9,140.75657835262501,47.862090464386903,72.434881780262003,"R"]
[{"$f":"INDEX(Seas_Ar,C647)","v":"Sum"},{"$f":"INDEX(WDWE_Ar,D647)","v":"WE"},2,6,18,"L",60.5,145.59725835413474,72.217711845316899,72.434881780262003,"R"]
[{"$f":"INDEX(Seas_Ar,C648)","v":"Sum"},{"$f":"INDEX(WDWE_Ar,D648)","v":"WE"},2,6,19,"L",83.025000000000006,136.77357588158409,72.217711845316899,72.434881780262003,"R"]
[{"$f":"INDEX(Seas_Ar,C649)","v":"Sum"},{"$f":"INDEX(WDWE_Ar,D649)","v":"WE"},2,6,20,"L",58.21,103.66202515984763,72.217711845316899,76.093919070558499,"R"]
[{"$f":"INDEX(Seas_Ar,C650)","v":"Sum"},{"$f":"INDEX(WDWE_Ar,D650)","v":"WE"},2,6,21,"L",58.16,101.23843638056826,72.497430629439293,91.707844858799007,"R"]
[{"$f":"INDEX(Seas_Ar,C651)","v":"Sum"},{"$f":"INDEX(WDWE_Ar,D651)","v":"WE"},2,6,22,"L",75.784999999999997,103.34364486444633,72.217711845316899,76.093919070558499,"R"]
[{"$f":"INDEX(Seas_Ar,C652)","v":"Sum"},{"$f":"INDEX(WDWE_Ar,D652)","v":"WE"},2,6,23,"L",74.39,102.69388915954569,72.217711845316899,72.434881780262003,"R"]
[{"$f":"INDEX(Seas_Ar,C653)","v":"Sum"},{"$f":"INDEX(WDWE_Ar,D653)","v":"WE"},2,6,24,"L",70.045000000000002,84.689158576749023,72.217711845316899,72.434881780262003,"R"]
[{"$f":"INDEX(Seas_Ar,C654)","v":"Sum"},{"$f":"INDEX(WDWE_Ar,D654)","v":"WE"},2,7,1,"L",66.034999999999997,105.39037533488332,47.971981075544299,90.437762685050899,"R"]
[{"$f":"INDEX(Seas_Ar,C655)","v":"Sum"},{"$f":"INDEX(WDWE_Ar,D655)","v":"WE"},2,7,2,"L",53.86,105.59179960340252,47.971981075544299,90.437762685050899,"R"]
[{"$f":"INDEX(Seas_Ar,C656)","v":"Sum"},{"$f":"INDEX(WDWE_Ar,D656)","v":"WE"},2,7,3,"L",54.54,105.13697060997208,47.971981075544299,90.437762685050899,"R"]
[{"$f":"INDEX(Seas_Ar,C657)","v":"Sum"},{"$f":"INDEX(WDWE_Ar,D657)","v":"WE"},2,7,4,"L",53.19,88.035400456987318,47.971981075544299,90.437762685050899,"R"]
[{"$f":"INDEX(Seas_Ar,C658)","v":"Sum"},{"$f":"INDEX(WDWE_Ar,D658)","v":"WE"},2,7,5,"L",51.769999999999996,84.234329583318583,47.971981075544299,90.437762685050899,"R"]
[{"$f":"INDEX(Seas_Ar,C659)","v":"Sum"},{"$f":"INDEX(WDWE_Ar,D659)","v":"WE"},2,7,6,"L",50.7,98.424994178348513,61.388551553320802,90.437762685050899,"R"]
[{"$f":"INDEX(Seas_Ar,C660)","v":"Sum"},{"$f":"INDEX(WDWE_Ar,D660)","v":"WE"},2,7,7,"L",55.825000000000003,105.02651214013896,61.388551553320802,44.150399941062901,"R"]
[{"$f":"INDEX(Seas_Ar,C661)","v":"Sum"},{"$f":"INDEX(WDWE_Ar,D661)","v":"WE"},2,7,8,"L",53.344999999999999,106.24155530830316,61.788149271941101,10.0800001621246,"R"]
[{"$f":"INDEX(Seas_Ar,C662)","v":"Sum"},{"$f":"INDEX(WDWE_Ar,D662)","v":"WE"},2,7,9,"L",55.05,97.885696943280976,61.788149271941101,10.0800001621246,"R"]
[{"$f":"INDEX(Seas_Ar,C663)","v":"Sum"},{"$f":"INDEX(WDWE_Ar,D663)","v":"WE"},2,7,10,"L",55.695,84.286310039710642,72.217711845316899,10.0800001621246,"R"]
[{"$f":"INDEX(Seas_Ar,C664)","v":"Sum"},{"$f":"INDEX(WDWE_Ar,D664)","v":"WE"},2,7,11,"L",54.105000000000004,78.951815702476409,61.788149271941101,10.0800001621246,"R"]
[{"$f":"INDEX(Seas_Ar,C665)","v":"Sum"},{"$f":"INDEX(WDWE_Ar,D665)","v":"WE"},2,7,12,"L",55.465000000000003,81.986174844362381,61.788149271941101,10.0800001621246,"R"]
[{"$f":"INDEX(Seas_Ar,C666)","v":"Sum"},{"$f":"INDEX(WDWE_Ar,D666)","v":"WE"},2,7,13,"L",54.83,85.527343436070851,61.788149271941101,10.0800001621246,"R"]
[{"$f":"INDEX(Seas_Ar,C667)","v":"Sum"},{"$f":"INDEX(WDWE_Ar,D667)","v":"WE"},2,7,14,"L",52.11,98.288545480319357,61.788149271941101,10.0800001621246,"R"]
[{"$f":"INDEX(Seas_Ar,C668)","v":"Sum"},{"$f":"INDEX(WDWE_Ar,D668)","v":"WE"},2,7,15,"L",45.6,103.96741034115092,61.788149271941101,10.0800001621246,"R"]
[{"$f":"INDEX(Seas_Ar,C669)","v":"Sum"},{"$f":"INDEX(WDWE_Ar,D669)","v":"WE"},2,7,16,"L",57.66,107.56055938925145,61.788149271941101,59.693762190570801,"R"]
[{"$f":"INDEX(Seas_Ar,C670)","v":"Sum"},{"$f":"INDEX(WDWE_Ar,D670)","v":"WE"},2,7,17,"L",57.384999999999998,121.95264825280057,67.092844523105597,91.344964237728107,"R"]
[{"$f":"INDEX(Seas_Ar,C671)","v":"Sum"},{"$f":"INDEX(WDWE_Ar,D671)","v":"WE"},2,7,18,"L",57.234999999999999,127.7809569257593,72.6872430708504,117.573121275787,"R"]
[{"$f":"INDEX(Seas_Ar,C672)","v":"Sum"},{"$f":"INDEX(WDWE_Ar,D672)","v":"WE"},2,7,19,"L",56.49,139.59351564085287,72.6872430708504,117.573121275787,"R"]
[{"$f":"INDEX(Seas_Ar,C673)","v":"Sum"},{"$f":"INDEX(WDWE_Ar,D673)","v":"WE"},2,7,20,"L",47.944999999999993,145.59076079708575,72.6872430708504,117.573121275787,"R"]
[{"$f":"INDEX(Seas_Ar,C674)","v":"Sum"},{"$f":"INDEX(WDWE_Ar,D674)","v":"WE"},2,7,21,"L",48,138.16405309007146,72.777149413561801,117.573121275787,"R"]
[{"$f":"INDEX(Seas_Ar,C675)","v":"Sum"},{"$f":"INDEX(WDWE_Ar,D675)","v":"WE"},2,7,22,"L",56.305,145.1359318036553,72.6872430708504,117.573121275787,"R"]
[{"$f":"INDEX(Seas_Ar,C676)","v":"Sum"},{"$f":"INDEX(WDWE_Ar,D676)","v":"WE"},2,7,23,"L",56.144999999999996,108.32077356398521,72.6872430708504,117.573121275787,"R"]
[{"$f":"INDEX(Seas_Ar,C677)","v":"Sum"},{"$f":"INDEX(WDWE_Ar,D677)","v":"WE"},2,7,24,"L",60.795000000000002,92.843592673252019,72.6872430708504,117.573121275787,"R"]
[{"$f":"INDEX(Seas_Ar,C678)","v":"Sum"},{"$f":"INDEX(WDWE_Ar,D678)","v":"WD"},1,1,1,"L",73.039999999999992,108.38574913447526,10.6593302135896,31.620961354532199,"R"]
[{"$f":"INDEX(Seas_Ar,C679)","v":"Sum"},{"$f":"INDEX(WDWE_Ar,D679)","v":"WD"},1,1,2,"L",77.900000000000006,108.43772959086731,10.6593302135896,31.620961354532199,"R"]
[{"$f":"INDEX(Seas_Ar,C680)","v":"Sum"},{"$f":"INDEX(WDWE_Ar,D680)","v":"WD"},1,1,3,"L",73.055000000000007,106.83283299976276,10.6593302135896,31.620961354532199,"R"]
[{"$f":"INDEX(Seas_Ar,C681)","v":"Sum"},{"$f":"INDEX(WDWE_Ar,D681)","v":"WD"},1,1,4,"L",67.305000000000007,92.434246579164622,9.9900001287460292,31.620961354532199,"R"]
[{"$f":"INDEX(Seas_Ar,C682)","v":"Sum"},{"$f":"INDEX(WDWE_Ar,D682)","v":"WD"},1,1,5,"L",69.069999999999993,79.257200883779703,10.6593302135896,31.620961354532199,"R"]
[{"$f":"INDEX(Seas_Ar,C683)","v":"Sum"},{"$f":"INDEX(WDWE_Ar,D683)","v":"WD"},1,1,6,"L",75.775000000000006,95.403630150560531,10.6593302135896,31.620961354532199,"R"]
[{"$f":"INDEX(Seas_Ar,C684)","v":"Sum"},{"$f":"INDEX(WDWE_Ar,D684)","v":"WD"},1,1,7,"L",71.164999999999992,86.995791329146286,24.475500315427698,6.3907202565956096,"R"]
[{"$f":"INDEX(Seas_Ar,C685)","v":"Sum"},{"$f":"INDEX(WDWE_Ar,D685)","v":"WD"},1,1,8,"L",71.78,68.867607162418523,49.130820938043598,4.2235201256084398,"R"]
[{"$f":"INDEX(Seas_Ar,C686)","v":"Sum"},{"$f":"INDEX(WDWE_Ar,D686)","v":"WD"},1,1,9,"L",91.745000000000005,77.671796963822146,49.130820938043598,4.2235201256084398,"R"]
[{"$f":"INDEX(Seas_Ar,C687)","v":"Sum"},{"$f":"INDEX(WDWE_Ar,D687)","v":"WD"},1,1,10,"L",92.265000000000001,111.6735130012725,24.475500315427698,4.2235201256084398,"R"]
[{"$f":"INDEX(Seas_Ar,C688)","v":"Sum"},{"$f":"INDEX(WDWE_Ar,D688)","v":"WD"},1,1,11,"L",95.42,131.69248626926111,25.7042698739576,4.2235201256084398,"R"]
[{"$f":"INDEX(Seas_Ar,C689)","v":"Sum"},{"$f":"INDEX(WDWE_Ar,D689)","v":"WD"},1,1,12,"L",100.42,132.14731526269156,25.7042698739576,4.2235201256084398,"R"]
[{"$f":"INDEX(Seas_Ar,C690)","v":"Sum"},{"$f":"INDEX(WDWE_Ar,D690)","v":"WD"},1,1,13,"L",97.47999999999999,128.65162957032615,26.9630101188325,4.2235201256084398,"R"]
[{"$f":"INDEX(Seas_Ar,C691)","v":"Sum"},{"$f":"INDEX(WDWE_Ar,D691)","v":"WD"},1,1,14,"L",93.055000000000007,123.97338849504156,26.9630101188325,4.2235201256084398,"R"]
[{"$f":"INDEX(Seas_Ar,C692)","v":"Sum"},{"$f":"INDEX(WDWE_Ar,D692)","v":"WD"},1,1,15,"L",91.13,126.15656766350769,26.9630101188325,4.2235201256084398,"R"]
[{"$f":"INDEX(Seas_Ar,C693)","v":"Sum"},{"$f":"INDEX(WDWE_Ar,D693)","v":"WD"},1,1,16,"L",95.694999999999993,125.8641775963024,26.9630101188325,6.3907202565956096,"R"]
[{"$f":"INDEX(Seas_Ar,C694)","v":"Sum"},{"$f":"INDEX(WDWE_Ar,D694)","v":"WD"},1,1,17,"L",90.075000000000003,123.33013034718992,49.130820938043598,10.0800001621246,"R"]
[{"$f":"INDEX(Seas_Ar,C695)","v":"Sum"},{"$f":"INDEX(WDWE_Ar,D695)","v":"WD"},1,1,18,"L",91.545000000000002,118.74935262764042,49.130820938043598,10.0800001621246,"R"]
[{"$f":"INDEX(Seas_Ar,C696)","v":"Sum"},{"$f":"INDEX(WDWE_Ar,D696)","v":"WD"},1,1,19,"L",86.81,99.718008031100766,53.106840531978598,10.0800001621246,"R"]
[{"$f":"INDEX(Seas_Ar,C697)","v":"Sum"},{"$f":"INDEX(WDWE_Ar,D697)","v":"WD"},1,1,20,"L",86.344999999999999,80.595697635875013,49.130820938043598,10.0800001621246,"R"]
[{"$f":"INDEX(Seas_Ar,C698)","v":"Sum"},{"$f":"INDEX(WDWE_Ar,D698)","v":"WD"},1,1,21,"L",85.555000000000007,76.359290439922873,72.217711845316899,10.0800001621246,"R"]
[{"$f":"INDEX(Seas_Ar,C699)","v":"Sum"},{"$f":"INDEX(WDWE_Ar,D699)","v":"WD"},1,1,22,"L",90.88,87.704025047488003,72.497430629439293,40.874399888372402,"R"]
[{"$f":"INDEX(Seas_Ar,C700)","v":"Sum"},{"$f":"INDEX(WDWE_Ar,D700)","v":"WD"},1,1,23,"L",81.94,105.7607360866767,53.106840531978598,10.0800001621246,"R"]
[{"$f":"INDEX(Seas_Ar,C701)","v":"Sum"},{"$f":"INDEX(WDWE_Ar,D701)","v":"WD"},1,1,24,"L",69.435000000000002,111.94641039733077,49.130820938043598,10.0800001621246,"R"]
[{"$f":"INDEX(Seas_Ar,C702)","v":"Sum"},{"$f":"INDEX(WDWE_Ar,D702)","v":"WD"},1,2,1,"L",80.56,105.60479471750054,55.064879642600999,89.339038668355897,"R"]
[{"$f":"INDEX(Seas_Ar,C703)","v":"Sum"},{"$f":"INDEX(WDWE_Ar,D703)","v":"WD"},1,2,2,"L",85.164999999999992,105.22793640865817,55.064879642600999,89.339038668355897,"R"]
[{"$f":"INDEX(Seas_Ar,C704)","v":"Sum"},{"$f":"INDEX(WDWE_Ar,D704)","v":"WD"},1,2,3,"L",72.61,104.23381018016021,55.064879642600999,89.339038668355897,"R"]
[{"$f":"INDEX(Seas_Ar,C705)","v":"Sum"},{"$f":"INDEX(WDWE_Ar,D705)","v":"WD"},1,2,4,"L",64.91,99.653032460610703,55.064879642600999,89.339038668355897,"R"]
[{"$f":"INDEX(Seas_Ar,C706)","v":"Sum"},{"$f":"INDEX(WDWE_Ar,D706)","v":"WD"},1,2,5,"L",64.28,101.52432889072453,55.064879642600999,89.339038668355897,"R"]
[{"$f":"INDEX(Seas_Ar,C707)","v":"Sum"},{"$f":"INDEX(WDWE_Ar,D707)","v":"WD"},1,2,6,"L",71.944999999999993,108.37275402037727,55.064879642600999,89.339038668355897,"R"]
[{"$f":"INDEX(Seas_Ar,C708)","v":"Sum"},{"$f":"INDEX(WDWE_Ar,D708)","v":"WD"},1,2,7,"L",76.504999999999995,104.045381025739,57.462481197853002,45.360000729560802,"R"]
[{"$f":"INDEX(Seas_Ar,C709)","v":"Sum"},{"$f":"INDEX(WDWE_Ar,D709)","v":"WD"},1,2,8,"L",78.569999999999993,96.638165989871737,64.785149310564904,42.840000689029601,"R"]
[{"$f":"INDEX(Seas_Ar,C710)","v":"Sum"},{"$f":"INDEX(WDWE_Ar,D710)","v":"WD"},1,2,9,"L",103.50999999999999,109.55530940329642,55.064879642600999,33.939358700170402,"R"]
[{"$f":"INDEX(Seas_Ar,C711)","v":"Sum"},{"$f":"INDEX(WDWE_Ar,D711)","v":"WD"},1,2,10,"L",99.905000000000001,145.43481942790959,61.838102321290897,33.939358700170402,"R"]
[{"$f":"INDEX(Seas_Ar,C712)","v":"Sum"},{"$f":"INDEX(WDWE_Ar,D712)","v":"WD"},1,2,11,"L",115.76,125.76021668351831,64.785149310564904,33.939358700170402,"R"]
[{"$f":"INDEX(Seas_Ar,C713)","v":"Sum"},{"$f":"INDEX(WDWE_Ar,D713)","v":"WD"},1,2,12,"L",94.625,124.12932986421771,61.838102321290897,33.939358700170402,"R"]
[{"$f":"INDEX(Seas_Ar,C714)","v":"Sum"},{"$f":"INDEX(WDWE_Ar,D714)","v":"WD"},1,2,13,"L",100.44,133.03098302135643,55.064879642600999,33.939358700170402,"R"]
[{"$f":"INDEX(Seas_Ar,C715)","v":"Sum"},{"$f":"INDEX(WDWE_Ar,D715)","v":"WD"},1,2,14,"L",97.55,128.22279080509171,55.064879642600999,33.939358700170402,"R"]
[{"$f":"INDEX(Seas_Ar,C716)","v":"Sum"},{"$f":"INDEX(WDWE_Ar,D716)","v":"WD"},1,2,15,"L",87.094999999999999,162.30247752713012,61.838102321290897,33.939358700170402,"R"]
[{"$f":"INDEX(Seas_Ar,C717)","v":"Sum"},{"$f":"INDEX(WDWE_Ar,D717)","v":"WD"},1,2,16,"L",86.314999999999998,151.21764520152527,55.064879642600999,33.939358700170402,"R"]
[{"$f":"INDEX(Seas_Ar,C718)","v":"Sum"},{"$f":"INDEX(WDWE_Ar,D718)","v":"WD"},1,2,17,"L",99.924999999999997,145.84416552199698,72.777149413561801,68.725441412982903,"R"]
[{"$f":"INDEX(Seas_Ar,C719)","v":"Sum"},{"$f":"INDEX(WDWE_Ar,D719)","v":"WD"},1,2,18,"L",99.484999999999999,134.36947977345176,72.777149413561801,70.277762360801702,"R"]
[{"$f":"INDEX(Seas_Ar,C720)","v":"Sum"},{"$f":"INDEX(WDWE_Ar,D720)","v":"WD"},1,2,19,"L",89.715000000000003,124.35024680388392,74.695227609057298,70.277762360801702,"R"]
[{"$f":"INDEX(Seas_Ar,C721)","v":"Sum"},{"$f":"INDEX(WDWE_Ar,D721)","v":"WD"},1,2,20,"L",80.16,118.48295278863118,72.777149413561801,70.277762360801702,"R"]
[{"$f":"INDEX(Seas_Ar,C722)","v":"Sum"},{"$f":"INDEX(WDWE_Ar,D722)","v":"WD"},1,2,21,"L",81.164999999999992,116.7805928417915,72.777149413561801,76.033441530523305,"R"]
[{"$f":"INDEX(Seas_Ar,C723)","v":"Sum"},{"$f":"INDEX(WDWE_Ar,D723)","v":"WD"},1,2,22,"L",82.615000000000009,135.5455375993219,72.777149413561801,89.339038668355897,"R"]
[{"$f":"INDEX(Seas_Ar,C724)","v":"Sum"},{"$f":"INDEX(WDWE_Ar,D724)","v":"WD"},1,2,23,"L",74.16,131.73147161155515,72.217711845316899,72.384478703279399,"R"]
[{"$f":"INDEX(Seas_Ar,C725)","v":"Sum"},{"$f":"INDEX(WDWE_Ar,D725)","v":"WD"},1,2,24,"L",64.704999999999998,117.06648535194779,72.497430629439293,70.277762360801702,"R"]
[{"$f":"INDEX(Seas_Ar,C726)","v":"Sum"},{"$f":"INDEX(WDWE_Ar,D726)","v":"WD"},1,3,1,"L",69.275000000000006,116.35825163360607,65.444492977509498,76.940643083200399,"R"]
[{"$f":"INDEX(Seas_Ar,C727)","v":"Sum"},{"$f":"INDEX(WDWE_Ar,D727)","v":"WD"},1,3,2,"L",62.12,116.17632003623392,54.815129639382299,76.940643083200399,"R"]
[{"$f":"INDEX(Seas_Ar,C728)","v":"Sum"},{"$f":"INDEX(WDWE_Ar,D728)","v":"WD"},1,3,3,"L",57.354999999999997,112.45321984715325,54.815129639382299,76.940643083200399,"R"]
[{"$f":"INDEX(Seas_Ar,C729)","v":"Sum"},{"$f":"INDEX(WDWE_Ar,D729)","v":"WD"},1,3,4,"L",58.67,108.65864653053353,54.815129639382299,76.940643083200399,"R"]
[{"$f":"INDEX(Seas_Ar,C730)","v":"Sum"},{"$f":"INDEX(WDWE_Ar,D730)","v":"WD"},1,3,5,"L",58.66,105.96216035519588,54.815129639382299,76.940643083200399,"R"]
[{"$f":"INDEX(Seas_Ar,C731)","v":"Sum"},{"$f":"INDEX(WDWE_Ar,D731)","v":"WD"},1,3,6,"L",61.95,113.72674102875848,56.353590573821002,76.940643083200399,"R"]
[{"$f":"INDEX(Seas_Ar,C732)","v":"Sum"},{"$f":"INDEX(WDWE_Ar,D732)","v":"WD"},1,3,7,"L",59.125,118.26853340601394,72.497430629439293,46.095840279970098,"R"]
[{"$f":"INDEX(Seas_Ar,C733)","v":"Sum"},{"$f":"INDEX(WDWE_Ar,D733)","v":"WD"},1,3,8,"L",66.164999999999992,106.85882322795878,72.777149413561801,44.593922409133903,"R"]
[{"$f":"INDEX(Seas_Ar,C734)","v":"Sum"},{"$f":"INDEX(WDWE_Ar,D734)","v":"WD"},1,3,9,"L",80.88,124.16181764946273,72.777149413561801,44.593922409133903,"R"]
[{"$f":"INDEX(Seas_Ar,C735)","v":"Sum"},{"$f":"INDEX(WDWE_Ar,D735)","v":"WD"},1,3,10,"L",80.724999999999994,130.82181362469427,72.777149413561801,44.593922409133903,"R"]
[{"$f":"INDEX(Seas_Ar,C736)","v":"Sum"},{"$f":"INDEX(WDWE_Ar,D736)","v":"WD"},1,3,11,"L",86.784999999999997,117.69025082865238,72.497430629439293,44.593922409133903,"R"]
[{"$f":"INDEX(Seas_Ar,C737)","v":"Sum"},{"$f":"INDEX(WDWE_Ar,D737)","v":"WD"},1,3,12,"L",80.465000000000003,121.23141942036085,72.777149413561801,44.593922409133903,"R"]
[{"$f":"INDEX(Seas_Ar,C738)","v":"Sum"},{"$f":"INDEX(WDWE_Ar,D738)","v":"WD"},1,3,13,"L",80.075000000000003,127.13120122085864,72.217711845316899,44.593922409133903,"R"]
[{"$f":"INDEX(Seas_Ar,C739)","v":"Sum"},{"$f":"INDEX(WDWE_Ar,D739)","v":"WD"},1,3,14,"L",79.13,125.77321179761631,72.217711845316899,44.593922409133903,"R"]
[{"$f":"INDEX(Seas_Ar,C740)","v":"Sum"},{"$f":"INDEX(WDWE_Ar,D740)","v":"WD"},1,3,15,"L",79.69,124.87654892485344,65.444492977509498,44.593922409133903,"R"]
[{"$f":"INDEX(Seas_Ar,C741)","v":"Sum"},{"$f":"INDEX(WDWE_Ar,D741)","v":"WD"},1,3,16,"L",81.664999999999992,128.10583477820961,72.217711845316899,67.576322009735094,"R"]
[{"$f":"INDEX(Seas_Ar,C742)","v":"Sum"},{"$f":"INDEX(WDWE_Ar,D742)","v":"WD"},1,3,17,"L",83.31,128.58015644278706,72.497430629439293,67.576322009735094,"R"]
[{"$f":"INDEX(Seas_Ar,C743)","v":"Sum"},{"$f":"INDEX(WDWE_Ar,D743)","v":"WD"},1,3,18,"L",75.805000000000007,144.57064434039174,72.217711845316899,67.576322009735094,"R"]
[{"$f":"INDEX(Seas_Ar,C744)","v":"Sum"},{"$f":"INDEX(WDWE_Ar,D744)","v":"WD"},1,3,19,"L",63.935000000000002,125.88367026744943,72.497430629439293,67.576322009735094,"R"]
[{"$f":"INDEX(Seas_Ar,C745)","v":"Sum"},{"$f":"INDEX(WDWE_Ar,D745)","v":"WD"},1,3,20,"L",58.32,118.78833796993446,72.217711845316899,67.576322009735094,"R"]
[{"$f":"INDEX(Seas_Ar,C746)","v":"Sum"},{"$f":"INDEX(WDWE_Ar,D746)","v":"WD"},1,3,21,"L",61.765000000000001,95.195708324992324,72.497430629439293,67.576322009735094,"R"]
[{"$f":"INDEX(Seas_Ar,C747)","v":"Sum"},{"$f":"INDEX(WDWE_Ar,D747)","v":"WD"},1,3,22,"L",77.509999999999991,122.07610183673168,72.777149413561801,67.576322009735094,"R"]
[{"$f":"INDEX(Seas_Ar,C748)","v":"Sum"},{"$f":"INDEX(WDWE_Ar,D748)","v":"WD"},1,3,23,"L",74.625,127.8004495969063,72.217711845316899,67.576322009735094,"R"]
[{"$f":"INDEX(Seas_Ar,C749)","v":"Sum"},{"$f":"INDEX(WDWE_Ar,D749)","v":"WD"},1,3,24,"L",71.894999999999996,114.50644787463928,54.815129639382299,67.576322009735094,"R"]
[{"$f":"INDEX(Seas_Ar,C750)","v":"Sum"},{"$f":"INDEX(WDWE_Ar,D750)","v":"WD"},1,4,1,"L",66.265000000000001,122.67387708524028,54.675270247321102,90.135359604015306,"R"]
[{"$f":"INDEX(Seas_Ar,C751)","v":"Sum"},{"$f":"INDEX(WDWE_Ar,D751)","v":"WD"},1,4,2,"L",66.224999999999994,121.49132170232113,54.675270247321102,90.135359604015306,"R"]
[{"$f":"INDEX(Seas_Ar,C752)","v":"Sum"},{"$f":"INDEX(WDWE_Ar,D752)","v":"WD"},1,4,3,"L",64.284999999999997,107.15771085221307,54.675270247321102,90.135359604015306,"R"]
[{"$f":"INDEX(Seas_Ar,C753)","v":"Sum"},{"$f":"INDEX(WDWE_Ar,D753)","v":"WD"},1,4,4,"L",62.734999999999999,107.15771085221307,54.675270247321102,90.135359604015306,"R"]
[{"$f":"INDEX(Seas_Ar,C754)","v":"Sum"},{"$f":"INDEX(WDWE_Ar,D754)","v":"WD"},1,4,5,"L",62.1,106.05312615388198,53.766180388040503,90.135359604015306,"R"]
[{"$f":"INDEX(Seas_Ar,C755)","v":"Sum"},{"$f":"INDEX(WDWE_Ar,D755)","v":"WD"},1,4,6,"L",65.400000000000006,114.05811643825784,54.675270247321102,90.135359604015306,"R"]
[{"$f":"INDEX(Seas_Ar,C756)","v":"Sum"},{"$f":"INDEX(WDWE_Ar,D756)","v":"WD"},1,4,7,"L",78.625,116.22180293557695,65.794141457662505,67.263844465646798,"R"]
[{"$f":"INDEX(Seas_Ar,C757)","v":"Sum"},{"$f":"INDEX(WDWE_Ar,D757)","v":"WD"},1,4,8,"L",71.289999999999992,105.8581994424118,65.794141457662505,65.126881662721601,"R"]
[{"$f":"INDEX(Seas_Ar,C758)","v":"Sum"},{"$f":"INDEX(WDWE_Ar,D758)","v":"WD"},1,4,9,"L",91.884999999999991,143.7324594810699,62.727211723008097,60.177601736927002,"R"]
[{"$f":"INDEX(Seas_Ar,C759)","v":"Sum"},{"$f":"INDEX(WDWE_Ar,D759)","v":"WD"},1,4,10,"L",94.265000000000001,139.30762313069658,65.794141457662505,60.177601736927002,"R"]
[{"$f":"INDEX(Seas_Ar,C760)","v":"Sum"},{"$f":"INDEX(WDWE_Ar,D760)","v":"WD"},1,4,11,"L",88.56,136.65012229765298,62.727211723008097,42.981120076064997,"R"]
[{"$f":"INDEX(Seas_Ar,C761)","v":"Sum"},{"$f":"INDEX(WDWE_Ar,D761)","v":"WD"},1,4,12,"L",91.294999999999987,145.74670216626191,55.924020263414299,42.981120076064997,"R"]
[{"$f":"INDEX(Seas_Ar,C762)","v":"Sum"},{"$f":"INDEX(WDWE_Ar,D762)","v":"WD"},1,4,13,"L",94.33,165.76567543425054,55.924020263414299,42.981120076064997,"R"]
[{"$f":"INDEX(Seas_Ar,C763)","v":"Sum"},{"$f":"INDEX(WDWE_Ar,D763)","v":"WD"},1,4,14,"L",100.75,163.94635946052873,55.924020263414299,42.981120076064997,"R"]
[{"$f":"INDEX(Seas_Ar,C764)","v":"Sum"},{"$f":"INDEX(WDWE_Ar,D764)","v":"WD"},1,4,15,"L",100.68,163.71894496381353,55.924020263414299,60.177601736927002,"R"]
[{"$f":"INDEX(Seas_Ar,C765)","v":"Sum"},{"$f":"INDEX(WDWE_Ar,D765)","v":"WD"},1,4,16,"L",96.78,162.30247752713012,65.794141457662505,60.177601736927002,"R"]
[{"$f":"INDEX(Seas_Ar,C766)","v":"Sum"},{"$f":"INDEX(WDWE_Ar,D766)","v":"WD"},1,4,17,"L",83.295000000000002,164.76505164870355,65.794141457662505,84.672001361846895,"R"]
[{"$f":"INDEX(Seas_Ar,C767)","v":"Sum"},{"$f":"INDEX(WDWE_Ar,D767)","v":"WD"},1,4,18,"L",80.935000000000002,155.16815988732114,65.794141457662505,84.672001361846895,"R"]
[{"$f":"INDEX(Seas_Ar,C768)","v":"Sum"},{"$f":"INDEX(WDWE_Ar,D768)","v":"WD"},1,4,19,"L",69.174999999999997,147.18266227409228,65.794141457662505,84.672001361846895,"R"]
[{"$f":"INDEX(Seas_Ar,C769)","v":"Sum"},{"$f":"INDEX(WDWE_Ar,D769)","v":"WD"},1,4,20,"L",69.56,144.88252707874406,65.794141457662505,84.672001361846895,"R"]
[{"$f":"INDEX(Seas_Ar,C770)","v":"Sum"},{"$f":"INDEX(WDWE_Ar,D770)","v":"WD"},1,4,21,"L",65.67,120.81557576922445,65.794141457662505,84.672001361846895,"R"]
[{"$f":"INDEX(Seas_Ar,C771)","v":"Sum"},{"$f":"INDEX(WDWE_Ar,D771)","v":"WD"},1,4,22,"L",83.324999999999989,118.12558715093583,65.794141457662505,84.672001361846895,"R"]
[{"$f":"INDEX(Seas_Ar,C772)","v":"Sum"},{"$f":"INDEX(WDWE_Ar,D772)","v":"WD"},1,4,23,"L",81.234999999999999,131.35461330271278,65.794141457662505,84.672001361846895,"R"]
[{"$f":"INDEX(Seas_Ar,C773)","v":"Sum"},{"$f":"INDEX(WDWE_Ar,D773)","v":"WD"},1,4,24,"L",71.085000000000008,120.9585220243026,54.675270247321102,84.672001361846895,"R"]
[{"$f":"INDEX(Seas_Ar,C774)","v":"Sum"},{"$f":"INDEX(WDWE_Ar,D774)","v":"WD"},1,5,1,"L",67.31,135.31162554555766,35.074891061768497,103.49135981883001,"R"]
[{"$f":"INDEX(Seas_Ar,C775)","v":"Sum"},{"$f":"INDEX(WDWE_Ar,D775)","v":"WD"},1,5,2,"L",72.995000000000005,129.66524846997112,35.074891061768497,103.49135981883001,"R"]
[{"$f":"INDEX(Seas_Ar,C776)","v":"Sum"},{"$f":"INDEX(WDWE_Ar,D776)","v":"WD"},1,5,3,"L",66.599999999999994,110.51694784654936,35.074891061768497,103.49135981883001,"R"]
[{"$f":"INDEX(Seas_Ar,C777)","v":"Sum"},{"$f":"INDEX(WDWE_Ar,D777)","v":"WD"},1,5,4,"L",58.5,108.40524180562228,35.074891061768497,103.49135981883001,"R"]
[{"$f":"INDEX(Seas_Ar,C778)","v":"Sum"},{"$f":"INDEX(WDWE_Ar,D778)","v":"WD"},1,5,5,"L",55.22,120.74410264168539,10.139849749588899,103.49135981883001,"R"]
[{"$f":"INDEX(Seas_Ar,C779)","v":"Sum"},{"$f":"INDEX(WDWE_Ar,D779)","v":"WD"},1,5,6,"L",66.89,136.86454168027018,35.074891061768497,103.49135981883001,"R"]
[{"$f":"INDEX(Seas_Ar,C780)","v":"Sum"},{"$f":"INDEX(WDWE_Ar,D780)","v":"WD"},1,5,7,"L",77.039999999999992,146.56539435443671,54.375571005635202,78.654240034589705,"R"]
[{"$f":"INDEX(Seas_Ar,C781)","v":"Sum"},{"$f":"INDEX(WDWE_Ar,D781)","v":"WD"},1,5,8,"L",81.965000000000003,100.1598419104332,62.517422634916301,78.654240034589705,"R"]
[{"$f":"INDEX(Seas_Ar,C782)","v":"Sum"},{"$f":"INDEX(WDWE_Ar,D782)","v":"WD"},1,5,9,"L",94.44,144.25876160203941,62.517422634916301,50.359679887123001,"R"]
[{"$f":"INDEX(Seas_Ar,C783)","v":"Sum"},{"$f":"INDEX(WDWE_Ar,D783)","v":"WD"},1,5,10,"L",97.835000000000008,149.91813379172399,62.517422634916301,50.359679887123001,"R"]
[{"$f":"INDEX(Seas_Ar,C784)","v":"Sum"},{"$f":"INDEX(WDWE_Ar,D784)","v":"WD"},1,5,11,"L",101.30500000000001,149.08644648945116,53.136809312882399,47.940482155342103,"R"]
[{"$f":"INDEX(Seas_Ar,C785)","v":"Sum"},{"$f":"INDEX(WDWE_Ar,D785)","v":"WD"},1,5,12,"L",93.215000000000003,153.64123398080463,53.136809312882399,47.940482155342103,"R"]
[{"$f":"INDEX(Seas_Ar,C786)","v":"Sum"},{"$f":"INDEX(WDWE_Ar,D786)","v":"WD"},1,5,13,"L",89.185000000000002,149.93112890582199,53.136809312882399,43.172642540082897,"R"]
[{"$f":"INDEX(Seas_Ar,C787)","v":"Sum"},{"$f":"INDEX(WDWE_Ar,D787)","v":"WD"},1,5,14,"L",90.254999999999995,149.24238785862732,53.136809312882399,43.172642540082897,"R"]
[{"$f":"INDEX(Seas_Ar,C788)","v":"Sum"},{"$f":"INDEX(WDWE_Ar,D788)","v":"WD"},1,5,15,"L",89.44,149.06695381830417,54.375571005635202,50.359679887123001,"R"]
[{"$f":"INDEX(Seas_Ar,C789)","v":"Sum"},{"$f":"INDEX(WDWE_Ar,D789)","v":"WD"},1,5,16,"L",89.484999999999999,147.52053524064064,54.375571005635202,56.800799375486299,"R"]
[{"$f":"INDEX(Seas_Ar,C790)","v":"Sum"},{"$f":"INDEX(WDWE_Ar,D790)","v":"WD"},1,5,17,"L",88.234999999999999,182.35393858036377,66.153782072038595,56.800799375486299,"R"]
[{"$f":"INDEX(Seas_Ar,C791)","v":"Sum"},{"$f":"INDEX(WDWE_Ar,D791)","v":"WD"},1,5,18,"L",87.740000000000009,128.70361002671817,66.153782072038595,56.800799375486299,"R"]
[{"$f":"INDEX(Seas_Ar,C792)","v":"Sum"},{"$f":"INDEX(WDWE_Ar,D792)","v":"WD"},1,5,19,"L",85.210000000000008,123.43409125997402,66.153782072038595,56.800799375486299,"R"]
[{"$f":"INDEX(Seas_Ar,C793)","v":"Sum"},{"$f":"INDEX(WDWE_Ar,D793)","v":"WD"},1,5,20,"L",76.67,121.56929238690921,66.153782072038595,56.800799375486299,"R"]
[{"$f":"INDEX(Seas_Ar,C794)","v":"Sum"},{"$f":"INDEX(WDWE_Ar,D794)","v":"WD"},1,5,21,"L",77.175000000000011,119.34712787614902,72.497430629439293,56.800799375486299,"R"]
[{"$f":"INDEX(Seas_Ar,C795)","v":"Sum"},{"$f":"INDEX(WDWE_Ar,D795)","v":"WD"},1,5,22,"L",80.66,129.65875091292213,72.447477580089497,59.572799420070602,"R"]
[{"$f":"INDEX(Seas_Ar,C796)","v":"Sum"},{"$f":"INDEX(WDWE_Ar,D796)","v":"WD"},1,5,23,"L",76.45,110.87431348424469,67.092844523105597,56.800799375486299,"R"]
[{"$f":"INDEX(Seas_Ar,C797)","v":"Sum"},{"$f":"INDEX(WDWE_Ar,D797)","v":"WD"},1,5,24,"L",77.19,116.0593640093518,66.153782072038595,56.800799375486299,"R"]
[{"$f":"INDEX(Seas_Ar,C798)","v":"Sum"},{"$f":"INDEX(WDWE_Ar,D798)","v":"WE"},1,6,1,"L",84.134999999999991,114.30502360612009,63.516422647790897,59.9760009646415,"R"]
[{"$f":"INDEX(Seas_Ar,C799)","v":"Sum"},{"$f":"INDEX(WDWE_Ar,D799)","v":"WE"},1,6,2,"L",78.63,104.08436636803305,59.600340615663498,59.9760009646415,"R"]
[{"$f":"INDEX(Seas_Ar,C800)","v":"Sum"},{"$f":"INDEX(WDWE_Ar,D800)","v":"WE"},1,6,3,"L",72.06,102.86932319986886,59.600340615663498,59.9760009646415,"R"]
[{"$f":"INDEX(Seas_Ar,C801)","v":"Sum"},{"$f":"INDEX(WDWE_Ar,D801)","v":"WE"},1,6,4,"L",57.465000000000003,100.64715868910868,59.600340615663498,59.9760009646415,"R"]
[{"$f":"INDEX(Seas_Ar,C802)","v":"Sum"},{"$f":"INDEX(WDWE_Ar,D802)","v":"WE"},1,6,5,"L",63.905000000000001,100.44573442058946,59.600340615663498,59.9760009646415,"R"]
[{"$f":"INDEX(Seas_Ar,C803)","v":"Sum"},{"$f":"INDEX(WDWE_Ar,D803)","v":"WE"},1,6,6,"L",77.069999999999993,103.30465952215229,59.600340615663498,59.572799420070602,"R"]
[{"$f":"INDEX(Seas_Ar,C804)","v":"Sum"},{"$f":"INDEX(WDWE_Ar,D804)","v":"WE"},1,6,7,"L",79.7,118.15157737913185,59.600340615663498,10.0800001621246,"R"]
[{"$f":"INDEX(Seas_Ar,C805)","v":"Sum"},{"$f":"INDEX(WDWE_Ar,D805)","v":"WE"},1,6,8,"L",81.074999999999989,116.31926629131203,63.516422647790897,10.0800001621246,"R"]
[{"$f":"INDEX(Seas_Ar,C806)","v":"Sum"},{"$f":"INDEX(WDWE_Ar,D806)","v":"WE"},1,6,9,"L",77.674999999999997,98.639413560965707,63.516422647790897,10.0800001621246,"R"]
[{"$f":"INDEX(Seas_Ar,C807)","v":"Sum"},{"$f":"INDEX(WDWE_Ar,D807)","v":"WE"},1,6,10,"L",74.674999999999997,104.6496538312966,66.863071166567806,10.0800001621246,"R"]
[{"$f":"INDEX(Seas_Ar,C808)","v":"Sum"},{"$f":"INDEX(WDWE_Ar,D808)","v":"WE"},1,6,11,"L",74.60499999999999,98.379511279005456,59.600340615663498,10.0800001621246,"R"]
[{"$f":"INDEX(Seas_Ar,C809)","v":"Sum"},{"$f":"INDEX(WDWE_Ar,D809)","v":"WE"},1,6,12,"L",79.215000000000003,97.424370392801521,59.600340615663498,10.0800001621246,"R"]
[{"$f":"INDEX(Seas_Ar,C810)","v":"Sum"},{"$f":"INDEX(WDWE_Ar,D810)","v":"WE"},1,6,13,"L",81.045000000000002,91.972920028685181,63.516422647790897,10.0800001621246,"R"]
[{"$f":"INDEX(Seas_Ar,C811)","v":"Sum"},{"$f":"INDEX(WDWE_Ar,D811)","v":"WE"},1,6,14,"L",75.375,82.733393904998124,59.600340615663498,10.0800001621246,"R"]
[{"$f":"INDEX(Seas_Ar,C812)","v":"Sum"},{"$f":"INDEX(WDWE_Ar,D812)","v":"WE"},1,6,15,"L",77.825000000000003,98.288545480319357,63.516422647790897,10.0800001621246,"R"]
[{"$f":"INDEX(Seas_Ar,C813)","v":"Sum"},{"$f":"INDEX(WDWE_Ar,D813)","v":"WE"},1,6,16,"L",77.42,119.95140068170662,63.516422647790897,10.0800001621246,"R"]
[{"$f":"INDEX(Seas_Ar,C814)","v":"Sum"},{"$f":"INDEX(WDWE_Ar,D814)","v":"WE"},1,6,17,"L",74.33,121.12745850757678,66.863071166567806,45.188642572507803,"R"]
[{"$f":"INDEX(Seas_Ar,C815)","v":"Sum"},{"$f":"INDEX(WDWE_Ar,D815)","v":"WE"},1,6,18,"L",74.38,125.59777775729314,72.597329106373707,45.188642572507803,"R"]
[{"$f":"INDEX(Seas_Ar,C816)","v":"Sum"},{"$f":"INDEX(WDWE_Ar,D816)","v":"WE"},1,6,19,"L",76.710000000000008,124.40872481732498,70.119813342633194,45.188642572507803,"R"]
[{"$f":"INDEX(Seas_Ar,C817)","v":"Sum"},{"$f":"INDEX(WDWE_Ar,D817)","v":"WE"},1,6,20,"L",83.69,124.65563198518721,70.119813342633194,45.188642572507803,"R"]
[{"$f":"INDEX(Seas_Ar,C818)","v":"Sum"},{"$f":"INDEX(WDWE_Ar,D818)","v":"WE"},1,6,21,"L",83.105000000000004,119.81495198367747,70.119813342633194,45.188642572507803,"R"]
[{"$f":"INDEX(Seas_Ar,C819)","v":"Sum"},{"$f":"INDEX(WDWE_Ar,D819)","v":"WE"},1,6,22,"L",91.460000000000008,144.08332756171626,70.119813342633194,45.188642572507803,"R"]
[{"$f":"INDEX(Seas_Ar,C820)","v":"Sum"},{"$f":"INDEX(WDWE_Ar,D820)","v":"WE"},1,6,23,"L",86.92,114.82482817004058,66.863071166567806,45.188642572507803,"R"]
[{"$f":"INDEX(Seas_Ar,C821)","v":"Sum"},{"$f":"INDEX(WDWE_Ar,D821)","v":"WE"},1,6,24,"L",80.784999999999997,96.989034070518088,63.516422647790897,45.188642572507803,"R"]
[{"$f":"INDEX(Seas_Ar,C822)","v":"Sum"},{"$f":"INDEX(WDWE_Ar,D822)","v":"WE"},1,7,1,"L",82.754999999999995,97.625794661320711,63.706231278319301,59.230079260749697,"R"]
[{"$f":"INDEX(Seas_Ar,C823)","v":"Sum"},{"$f":"INDEX(WDWE_Ar,D823)","v":"WE"},1,7,2,"L",77.155000000000001,97.521833748536622,54.375571005635202,59.230079260749697,"R"]
[{"$f":"INDEX(Seas_Ar,C824)","v":"Sum"},{"$f":"INDEX(WDWE_Ar,D824)","v":"WE"},1,7,3,"L",70.655000000000001,95.228196110237363,54.375571005635202,59.230079260749697,"R"]
[{"$f":"INDEX(Seas_Ar,C825)","v":"Sum"},{"$f":"INDEX(WDWE_Ar,D825)","v":"WE"},1,7,4,"L",66.515000000000001,91.8949493440971,54.375571005635202,59.230079260749697,"R"]
[{"$f":"INDEX(Seas_Ar,C826)","v":"Sum"},{"$f":"INDEX(WDWE_Ar,D826)","v":"WE"},1,7,5,"L",66.564999999999998,91.836471330656039,54.375571005635202,59.230079260749697,"R"]
[{"$f":"INDEX(Seas_Ar,C827)","v":"Sum"},{"$f":"INDEX(WDWE_Ar,D827)","v":"WE"},1,7,6,"L",70.13,97.547823976732644,54.375571005635202,59.230079260749697,"R"]
[{"$f":"INDEX(Seas_Ar,C828)","v":"Sum"},{"$f":"INDEX(WDWE_Ar,D828)","v":"WE"},1,7,7,"L",71.27000000000001,101.84920674317486,54.375571005635202,10.0800001621246,"R"]
[{"$f":"INDEX(Seas_Ar,C829)","v":"Sum"},{"$f":"INDEX(WDWE_Ar,D829)","v":"WE"},1,7,8,"L",72.025000000000006,101.19945103827422,60.649289867005301,10.0800001621246,"R"]
[{"$f":"INDEX(Seas_Ar,C830)","v":"Sum"},{"$f":"INDEX(WDWE_Ar,D830)","v":"WE"},1,7,9,"L",72.09,98.119608997045191,54.375571005635202,10.0800001621246,"R"]
[{"$f":"INDEX(Seas_Ar,C831)","v":"Sum"},{"$f":"INDEX(WDWE_Ar,D831)","v":"WE"},1,7,10,"L",80.164999999999992,112.99901463926979,72.097829099936405,10.0800001621246,"R"]
[{"$f":"INDEX(Seas_Ar,C832)","v":"Sum"},{"$f":"INDEX(WDWE_Ar,D832)","v":"WE"},1,7,11,"L",85.984999999999999,119.80845442662846,54.375571005635202,10.0800001621246,"R"]
[{"$f":"INDEX(Seas_Ar,C833)","v":"Sum"},{"$f":"INDEX(WDWE_Ar,D833)","v":"WE"},1,7,12,"L",93.95,109.60079230263946,54.375571005635202,10.0800001621246,"R"]
[{"$f":"INDEX(Seas_Ar,C834)","v":"Sum"},{"$f":"INDEX(WDWE_Ar,D834)","v":"WE"},1,7,13,"L",77.89,100.29629060846234,54.375571005635202,10.0800001621246,"R"]
[{"$f":"INDEX(Seas_Ar,C835)","v":"Sum"},{"$f":"INDEX(WDWE_Ar,D835)","v":"WE"},1,7,14,"L",78.099999999999994,107.28116443614419,54.375571005635202,10.0800001621246,"R"]
[{"$f":"INDEX(Seas_Ar,C836)","v":"Sum"},{"$f":"INDEX(WDWE_Ar,D836)","v":"WE"},1,7,15,"L",76.735000000000014,99.763490930443808,54.375571005635202,10.0800001621246,"R"]
[{"$f":"INDEX(Seas_Ar,C837)","v":"Sum"},{"$f":"INDEX(WDWE_Ar,D837)","v":"WE"},1,7,16,"L",84.864999999999995,113.68775568646448,54.375571005635202,10.0800001621246,"R"]
[{"$f":"INDEX(Seas_Ar,C838)","v":"Sum"},{"$f":"INDEX(WDWE_Ar,D838)","v":"WE"},1,7,17,"L",84.004999999999995,100.81609517238286,68.631297835779094,10.0800001621246,"R"]
[{"$f":"INDEX(Seas_Ar,C839)","v":"Sum"},{"$f":"INDEX(WDWE_Ar,D839)","v":"WE"},1,7,18,"L",82.41,104.83808298571779,68.631297835779094,10.0800001621246,"R"]
[{"$f":"INDEX(Seas_Ar,C840)","v":"Sum"},{"$f":"INDEX(WDWE_Ar,D840)","v":"WE"},1,7,19,"L",78.855000000000004,89.919692001199166,72.097829099936405,10.0800001621246,"R"]
[{"$f":"INDEX(Seas_Ar,C841)","v":"Sum"},{"$f":"INDEX(WDWE_Ar,D841)","v":"WE"},1,7,20,"L",75.94,106.28703820764621,68.631297835779094,10.0800001621246,"R"]
[{"$f":"INDEX(Seas_Ar,C842)","v":"Sum"},{"$f":"INDEX(WDWE_Ar,D842)","v":"WE"},1,7,21,"L",74.724999999999994,115.99438843886173,72.497430629439293,11.8540804213714,"R"]
[{"$f":"INDEX(Seas_Ar,C843)","v":"Sum"},{"$f":"INDEX(WDWE_Ar,D843)","v":"WE"},1,7,22,"L",73.88,118.8338208692775,68.631297835779094,39.090239398250503,"R"]
[{"$f":"INDEX(Seas_Ar,C844)","v":"Sum"},{"$f":"INDEX(WDWE_Ar,D844)","v":"WE"},1,7,23,"L",74.62,100.96553898450998,68.631297835779094,10.0800001621246,"R"]
[{"$f":"INDEX(Seas_Ar,C845)","v":"Sum"},{"$f":"INDEX(WDWE_Ar,D845)","v":"WE"},1,7,24,"L",62.284999999999997,87.223205825861527,58.831110148444097,10.0800001621246,"R"]
[{"$f":"INDEX(Seas_Ar,C846)","v":"Sum"},{"$f":"INDEX(WDWE_Ar,D846)","v":"WD"},1,1,1,"L",22.105,94.632115256112442,63.796141431913298,55.903679976291599,"R"]
[{"$f":"INDEX(Seas_Ar,C847)","v":"Sum"},{"$f":"INDEX(WDWE_Ar,D847)","v":"WD"},1,1,2,"L",47.085000000000001,100.92883048262816,59.870071076445498,55.903679976291599,"R"]
[{"$f":"INDEX(Seas_Ar,C848)","v":"Sum"},{"$f":"INDEX(WDWE_Ar,D848)","v":"WD"},1,1,3,"L",38.57,94.651549562367151,59.870071076445498,55.903679976291599,"R"]
[{"$f":"INDEX(Seas_Ar,C849)","v":"Sum"},{"$f":"INDEX(WDWE_Ar,D849)","v":"WD"},1,1,4,"L",35.18,87.201732164740548,52.577371744637503,55.903679976291599,"R"]
[{"$f":"INDEX(Seas_Ar,C850)","v":"Sum"},{"$f":"INDEX(WDWE_Ar,D850)","v":"WD"},1,1,5,"L",30.814999999999998,89.488502200707657,59.870071076445498,55.903679976291599,"R"]
[{"$f":"INDEX(Seas_Ar,C851)","v":"Sum"},{"$f":"INDEX(WDWE_Ar,D851)","v":"WD"},1,1,6,"L",26.77,98.175637096548769,59.870071076445498,55.903679976291599,"R"]
[{"$f":"INDEX(Seas_Ar,C852)","v":"Sum"},{"$f":"INDEX(WDWE_Ar,D852)","v":"WD"},1,1,7,"L",29.88,92.202826974277684,70.4394930418825,34.4635191700267,"R"]
[{"$f":"INDEX(Seas_Ar,C853)","v":"Sum"},{"$f":"INDEX(WDWE_Ar,D853)","v":"WD"},1,1,8,"L",24.520000000000003,92.999633530719507,70.4394930418825,40.551840190801599,"R"]
[{"$f":"INDEX(Seas_Ar,C854)","v":"Sum"},{"$f":"INDEX(WDWE_Ar,D854)","v":"WD"},1,1,9,"L",23.03,118.86669515569602,70.4394930418825,30.2601609481239,"R"]
[{"$f":"INDEX(Seas_Ar,C855)","v":"Sum"},{"$f":"INDEX(WDWE_Ar,D855)","v":"WD"},1,1,10,"L",32.305,119.54041777252486,70.4394930418825,19.968479782838799,"R"]
[{"$f":"INDEX(Seas_Ar,C856)","v":"Sum"},{"$f":"INDEX(WDWE_Ar,D856)","v":"WD"},1,1,11,"L",50.040000000000006,123.62810018809215,63.796141431913298,19.968479782838799,"R"]
[{"$f":"INDEX(Seas_Ar,C857)","v":"Sum"},{"$f":"INDEX(WDWE_Ar,D857)","v":"WD"},1,1,12,"L",54.11,130.10620227298486,63.796141431913298,10.0800001621246,"R"]
[{"$f":"INDEX(Seas_Ar,C858)","v":"Sum"},{"$f":"INDEX(WDWE_Ar,D858)","v":"WD"},1,1,13,"L",51.14,126.29707824706793,59.870071076445498,10.0800001621246,"R"]
[{"$f":"INDEX(Seas_Ar,C859)","v":"Sum"},{"$f":"INDEX(WDWE_Ar,D859)","v":"WD"},1,1,14,"L",51.314999999999998,120.56395790193791,63.796141431913298,10.0800001621246,"R"]
[{"$f":"INDEX(Seas_Ar,C860)","v":"Sum"},{"$f":"INDEX(WDWE_Ar,D860)","v":"WD"},1,1,15,"L",51.094999999999999,118.06988859925421,63.796141431913298,19.968479782838799,"R"]
[{"$f":"INDEX(Seas_Ar,C861)","v":"Sum"},{"$f":"INDEX(WDWE_Ar,D861)","v":"WD"},1,1,16,"L",51.72,123.98439580276124,63.796141431913298,40.551840190801599,"R"]
[{"$f":"INDEX(Seas_Ar,C862)","v":"Sum"},{"$f":"INDEX(WDWE_Ar,D862)","v":"WD"},1,1,17,"L",56.51,116.70300905934187,63.796141431913298,84.692157978381999,"R"]
[{"$f":"INDEX(Seas_Ar,C863)","v":"Sum"},{"$f":"INDEX(WDWE_Ar,D863)","v":"WD"},1,1,18,"L",56.57,118.60757107230032,70.4394930418825,84.692157978381999,"R"]
[{"$f":"INDEX(Seas_Ar,C864)","v":"Sum"},{"$f":"INDEX(WDWE_Ar,D864)","v":"WD"},1,1,19,"L",52.935000000000002,112.47280839790693,70.4394930418825,84.692157978381999,"R"]
[{"$f":"INDEX(Seas_Ar,C865)","v":"Sum"},{"$f":"INDEX(WDWE_Ar,D865)","v":"WD"},1,1,20,"L",50.255000000000003,111.87034490401192,70.4394930418825,84.692157978381999,"R"]
[{"$f":"INDEX(Seas_Ar,C866)","v":"Sum"},{"$f":"INDEX(WDWE_Ar,D866)","v":"WD"},1,1,21,"L",50.760000000000005,110.84680477459888,72.497430629439293,84.692157978381999,"R"]
[{"$f":"INDEX(Seas_Ar,C867)","v":"Sum"},{"$f":"INDEX(WDWE_Ar,D867)","v":"WD"},1,1,22,"L",51.230000000000004,117.74598349500958,67.092844523105597,86.486404467201197,"R"]
[{"$f":"INDEX(Seas_Ar,C868)","v":"Sum"},{"$f":"INDEX(WDWE_Ar,D868)","v":"WD"},1,1,23,"L",42.064999999999998,106.16313696722145,63.796141431913298,84.692157978381999,"R"]
[{"$f":"INDEX(Seas_Ar,C869)","v":"Sum"},{"$f":"INDEX(WDWE_Ar,D869)","v":"WD"},1,1,24,"L",40.884999999999998,89.961403652904835,52.577371744637503,84.692157978381999,"R"]
[{"$f":"INDEX(Seas_Ar,C870)","v":"Sum"},{"$f":"INDEX(WDWE_Ar,D870)","v":"WD"},2,2,1,"L",41.230000000000004,104.37518079179107,11.1788097248697,86.446083543701207,"R"]
[{"$f":"INDEX(Seas_Ar,C871)","v":"Sum"},{"$f":"INDEX(WDWE_Ar,D871)","v":"WD"},2,2,2,"L",44.534999999999997,110.34151281197722,11.1788097248697,86.446083543701207,"R"]
[{"$f":"INDEX(Seas_Ar,C872)","v":"Sum"},{"$f":"INDEX(WDWE_Ar,D872)","v":"WD"},2,2,3,"L",43.094999999999999,94.074998476811686,11.1788097248697,86.446083543701207,"R"]
[{"$f":"INDEX(Seas_Ar,C873)","v":"Sum"},{"$f":"INDEX(WDWE_Ar,D873)","v":"WD"},2,2,4,"L",46.54,84.098721266076936,11.1788097248697,86.446083543701207,"R"]
[{"$f":"INDEX(Seas_Ar,C874)","v":"Sum"},{"$f":"INDEX(WDWE_Ar,D874)","v":"WD"},2,2,5,"L",46.67,83.282480403380461,41.368590380702003,86.446083543701207,"R"]
[{"$f":"INDEX(Seas_Ar,C875)","v":"Sum"},{"$f":"INDEX(WDWE_Ar,D875)","v":"WD"},2,2,6,"L",44.634999999999998,93.213410899520952,41.368590380702003,86.446083543701207,"R"]
[{"$f":"INDEX(Seas_Ar,C876)","v":"Sum"},{"$f":"INDEX(WDWE_Ar,D876)","v":"WD"},2,2,7,"L",48.475000000000001,99.121440000943082,52.697250679135301,56.155679980344701,"R"]
[{"$f":"INDEX(Seas_Ar,C877)","v":"Sum"},{"$f":"INDEX(WDWE_Ar,D877)","v":"WD"},2,2,8,"L",59.594999999999999,101.79689616200376,61.9979421709156,25.391520946722,"R"]
[{"$f":"INDEX(Seas_Ar,C878)","v":"Sum"},{"$f":"INDEX(WDWE_Ar,D878)","v":"WD"},2,2,9,"L",57.805,134.10966936144851,52.697250679135301,10.0800001621246,"R"]
[{"$f":"INDEX(Seas_Ar,C879)","v":"Sum"},{"$f":"INDEX(WDWE_Ar,D879)","v":"WD"},2,2,10,"L",58.66,129.43895775824089,61.9979421709156,10.0800001621246,"R"]
[{"$f":"INDEX(Seas_Ar,C880)","v":"Sum"},{"$f":"INDEX(WDWE_Ar,D880)","v":"WD"},2,2,11,"L",66.864999999999995,149.98101946943564,61.9979421709156,10.0800001621246,"R"]
[{"$f":"INDEX(Seas_Ar,C881)","v":"Sum"},{"$f":"INDEX(WDWE_Ar,D881)","v":"WD"},2,2,12,"L",73.75,122.59808195659421,61.9979421709156,10.0800001621246,"R"]
[{"$f":"INDEX(Seas_Ar,C882)","v":"Sum"},{"$f":"INDEX(WDWE_Ar,D882)","v":"WD"},2,2,13,"L",77.254999999999995,130.13211468132442,52.697250679135301,10.0800001621246,"R"]
[{"$f":"INDEX(Seas_Ar,C883)","v":"Sum"},{"$f":"INDEX(WDWE_Ar,D883)","v":"WD"},2,2,14,"L",79.784999999999997,126.38777167625643,61.9979421709156,10.0800001621246,"R"]
[{"$f":"INDEX(Seas_Ar,C884)","v":"Sum"},{"$f":"INDEX(WDWE_Ar,D884)","v":"WD"},2,2,15,"L",82.42,112.84206021674582,52.697250679135301,10.0800001621246,"R"]
[{"$f":"INDEX(Seas_Ar,C885)","v":"Sum"},{"$f":"INDEX(WDWE_Ar,D885)","v":"WD"},2,2,16,"L",384.25,111.83147629150255,61.9979421709156,10.0800001621246,"R"]
[{"$f":"INDEX(Seas_Ar,C886)","v":"Sum"},{"$f":"INDEX(WDWE_Ar,D886)","v":"WD"},2,2,17,"L",100.24,129.46487016658045,72.497430629439293,10.0800001621246,"R"]
[{"$f":"INDEX(Seas_Ar,C887)","v":"Sum"},{"$f":"INDEX(WDWE_Ar,D887)","v":"WD"},2,2,18,"L",77.599999999999994,128.89479718310992,72.217711845316899,10.0800001621246,"R"]
[{"$f":"INDEX(Seas_Ar,C888)","v":"Sum"},{"$f":"INDEX(WDWE_Ar,D888)","v":"WD"},2,2,19,"L",75.215000000000003,116.23658570922959,72.497430629439293,10.0800001621246,"R"]
[{"$f":"INDEX(Seas_Ar,C889)","v":"Sum"},{"$f":"INDEX(WDWE_Ar,D889)","v":"WD"},2,2,20,"L",54.314999999999998,103.85693262499964,72.497430629439293,10.0800001621246,"R"]
[{"$f":"INDEX(Seas_Ar,C890)","v":"Sum"},{"$f":"INDEX(WDWE_Ar,D890)","v":"WD"},2,2,21,"L",57.605000000000004,105.15903114406308,72.497430629439293,11.8540804213714,"R"]
[{"$f":"INDEX(Seas_Ar,C891)","v":"Sum"},{"$f":"INDEX(WDWE_Ar,D891)","v":"WD"},2,2,22,"L",62.754999999999995,107.03768074868198,72.497430629439293,10.0800001621246,"R"]
[{"$f":"INDEX(Seas_Ar,C892)","v":"Sum"},{"$f":"INDEX(WDWE_Ar,D892)","v":"WD"},2,2,23,"L",55.625,96.08321012312841,72.217711845316899,10.0800001621246,"R"]
[{"$f":"INDEX(Seas_Ar,C893)","v":"Sum"},{"$f":"INDEX(WDWE_Ar,D893)","v":"WD"},2,2,24,"L",45.31,83.833119080596333,68.861071192316999,10.0800001621246,"R"]
[{"$f":"INDEX(Seas_Ar,C894)","v":"Sum"},{"$f":"INDEX(WDWE_Ar,D894)","v":"WD"},2,3,1,"L",48.875,89.754104386188274,50.349602173233002,10.0800001621246,"R"]
[{"$f":"INDEX(Seas_Ar,C895)","v":"Sum"},{"$f":"INDEX(WDWE_Ar,D895)","v":"WD"},2,3,2,"L",49.05,80.483940302706813,50.349602173233002,10.0800001621246,"R"]
[{"$f":"INDEX(Seas_Ar,C896)","v":"Sum"},{"$f":"INDEX(WDWE_Ar,D896)","v":"WD"},2,3,3,"L",48.69,74.31030901580408,50.349602173233002,10.0800001621246,"R"]
[{"$f":"INDEX(Seas_Ar,C897)","v":"Sum"},{"$f":"INDEX(WDWE_Ar,D897)","v":"WD"},2,3,4,"L",48.495000000000005,76.014049864130854,50.349602173233002,10.0800001621246,"R"]
[{"$f":"INDEX(Seas_Ar,C898)","v":"Sum"},{"$f":"INDEX(WDWE_Ar,D898)","v":"WD"},2,3,5,"L",48.474999999999994,76.001093659961072,50.349602173233002,10.0800001621246,"R"]
[{"$f":"INDEX(Seas_Ar,C899)","v":"Sum"},{"$f":"INDEX(WDWE_Ar,D899)","v":"WD"},2,3,6,"L",47.984999999999999,80.26368483182047,61.388551553320802,10.0800001621246,"R"]
[{"$f":"INDEX(Seas_Ar,C900)","v":"Sum"},{"$f":"INDEX(WDWE_Ar,D900)","v":"WD"},2,3,7,"L",47.144999999999996,76.603557153856087,62.507430500693303,10.0800001621246,"R"]
[{"$f":"INDEX(Seas_Ar,C901)","v":"Sum"},{"$f":"INDEX(WDWE_Ar,D901)","v":"WD"},2,3,8,"L",63.8,85.724724889385001,72.217711845316899,10.0800001621246,"R"]
[{"$f":"INDEX(Seas_Ar,C902)","v":"Sum"},{"$f":"INDEX(WDWE_Ar,D902)","v":"WD"},2,3,9,"L",65.92,104.78977932522419,72.217711845316899,10.0800001621246,"R"]
[{"$f":"INDEX(Seas_Ar,C903)","v":"Sum"},{"$f":"INDEX(WDWE_Ar,D903)","v":"WD"},2,3,10,"L",65.88,104.58895816059253,72.217711845316899,10.0800001621246,"R"]
[{"$f":"INDEX(Seas_Ar,C904)","v":"Sum"},{"$f":"INDEX(WDWE_Ar,D904)","v":"WD"},2,3,11,"L",67.03,112.44041788748247,62.507430500693303,10.0800001621246,"R"]
[{"$f":"INDEX(Seas_Ar,C905)","v":"Sum"},{"$f":"INDEX(WDWE_Ar,D905)","v":"WD"},2,3,12,"L",76.175000000000011,104.25209685217811,72.217711845316899,10.0800001621246,"R"]
[{"$f":"INDEX(Seas_Ar,C906)","v":"Sum"},{"$f":"INDEX(WDWE_Ar,D906)","v":"WD"},2,3,13,"L",72.824999999999989,103.74680488955649,69.390539979658101,10.0800001621246,"R"]
[{"$f":"INDEX(Seas_Ar,C907)","v":"Sum"},{"$f":"INDEX(WDWE_Ar,D907)","v":"WD"},2,3,14,"L",69.69,102.52244359551175,69.340594552073497,1.0079999936819E-2,"R"]
[{"$f":"INDEX(Seas_Ar,C908)","v":"Sum"},{"$f":"INDEX(WDWE_Ar,D908)","v":"WD"},2,3,15,"L",68.944999999999993,103.24799102901973,67.092844523105597,10.0800001621246,"R"]
[{"$f":"INDEX(Seas_Ar,C909)","v":"Sum"},{"$f":"INDEX(WDWE_Ar,D909)","v":"WD"},2,3,16,"L",80.805000000000007,105.80684135255234,69.390539979658101,10.0800001621246,"R"]
[{"$f":"INDEX(Seas_Ar,C910)","v":"Sum"},{"$f":"INDEX(WDWE_Ar,D910)","v":"WD"},2,3,17,"L",84.424999999999997,107.93813693848205,72.217711845316899,10.0800001621246,"R"]
[{"$f":"INDEX(Seas_Ar,C911)","v":"Sum"},{"$f":"INDEX(WDWE_Ar,D911)","v":"WD"},2,3,18,"L",73.800000000000011,98.21450570905813,72.217711845316899,10.0800001621246,"R"]
[{"$f":"INDEX(Seas_Ar,C912)","v":"Sum"},{"$f":"INDEX(WDWE_Ar,D912)","v":"WD"},2,3,19,"L",62.245000000000005,82.835491359522862,72.497430629439293,10.0800001621246,"R"]
[{"$f":"INDEX(Seas_Ar,C913)","v":"Sum"},{"$f":"INDEX(WDWE_Ar,D913)","v":"WD"},2,3,20,"L",50.204999999999998,75.560582718188371,72.497430629439293,10.0800001621246,"R"]
[{"$f":"INDEX(Seas_Ar,C914)","v":"Sum"},{"$f":"INDEX(WDWE_Ar,D914)","v":"WD"},2,3,21,"L",59.400000000000006,80.023995054679432,72.217711845316899,21.299039496622001,"R"]
[{"$f":"INDEX(Seas_Ar,C915)","v":"Sum"},{"$f":"INDEX(WDWE_Ar,D915)","v":"WD"},2,3,22,"L",68.935000000000002,100.42353852000652,72.497430629439293,10.0800001621246,"R"]
[{"$f":"INDEX(Seas_Ar,C916)","v":"Sum"},{"$f":"INDEX(WDWE_Ar,D916)","v":"WD"},2,3,23,"L",56.484999999999999,96.68567361702344,69.340594552073497,10.0800001621246,"R"]
[{"$f":"INDEX(Seas_Ar,C917)","v":"Sum"},{"$f":"INDEX(WDWE_Ar,D917)","v":"WD"},2,3,24,"L",55.269999999999996,93.148629878672025,62.507430500693303,10.0800001621246,"R"]
[{"$f":"INDEX(Seas_Ar,C918)","v":"Sum"},{"$f":"INDEX(WDWE_Ar,D918)","v":"WD"},2,4,1,"L",54.05,85.854286931082854,50.419531869263601,22.54896120862,"R"]
[{"$f":"INDEX(Seas_Ar,C919)","v":"Sum"},{"$f":"INDEX(WDWE_Ar,D919)","v":"WD"},2,4,2,"L",48.144999999999996,85.80246211440371,43.606352086329402,22.54896120862,"R"]
[{"$f":"INDEX(Seas_Ar,C920)","v":"Sum"},{"$f":"INDEX(WDWE_Ar,D920)","v":"WD"},2,4,3,"L",54.625,83.288958505465345,47.991961533107698,22.54896120862,"R"]
[{"$f":"INDEX(Seas_Ar,C921)","v":"Sum"},{"$f":"INDEX(WDWE_Ar,D921)","v":"WD"},2,4,4,"L",56.975000000000001,81.280746859148621,45.804149065947499,22.54896120862,"R"]
[{"$f":"INDEX(Seas_Ar,C922)","v":"Sum"},{"$f":"INDEX(WDWE_Ar,D922)","v":"WD"},2,4,5,"L",57.349999999999994,80.458027894367248,50.419531869263601,22.54896120862,"R"]
[{"$f":"INDEX(Seas_Ar,C923)","v":"Sum"},{"$f":"INDEX(WDWE_Ar,D923)","v":"WD"},2,4,6,"L",60.15,84.733575270396429,50.419531869263601,22.54896120862,"R"]
[{"$f":"INDEX(Seas_Ar,C924)","v":"Sum"},{"$f":"INDEX(WDWE_Ar,D924)","v":"WD"},2,4,7,"L",62.894999999999996,101.8681552849376,60.958981242914199,10.0800001621246,"R"]
[{"$f":"INDEX(Seas_Ar,C925)","v":"Sum"},{"$f":"INDEX(WDWE_Ar,D925)","v":"WD"},2,4,8,"L",68.825000000000003,92.3647795264,69.410524248104096,10.0800001621246,"R"]
[{"$f":"INDEX(Seas_Ar,C926)","v":"Sum"},{"$f":"INDEX(WDWE_Ar,D926)","v":"WD"},2,4,9,"L",71.724999999999994,119.048082014073,69.410524248104096,10.0800001621246,"R"]
[{"$f":"INDEX(Seas_Ar,C927)","v":"Sum"},{"$f":"INDEX(WDWE_Ar,D927)","v":"WD"},2,4,10,"L",69.34,122.13165860648193,69.410524248104096,10.0800001621246,"R"]
[{"$f":"INDEX(Seas_Ar,C928)","v":"Sum"},{"$f":"INDEX(WDWE_Ar,D928)","v":"WD"},2,4,11,"L",71.449999999999989,114.74014412761937,69.410524248104096,10.0800001621246,"R"]
[{"$f":"INDEX(Seas_Ar,C929)","v":"Sum"},{"$f":"INDEX(WDWE_Ar,D929)","v":"WD"},2,4,12,"L",103.72499999999999,118.28366596805566,65.204727486748595,1.0079999936819E-2,"R"]
[{"$f":"INDEX(Seas_Ar,C930)","v":"Sum"},{"$f":"INDEX(WDWE_Ar,D930)","v":"WD"},2,4,13,"L",100.44,122.21587393358554,69.410524248104096,1.0079999936819E-2,"R"]
[{"$f":"INDEX(Seas_Ar,C931)","v":"Sum"},{"$f":"INDEX(WDWE_Ar,D931)","v":"WD"},2,4,14,"L",100.44,130.53375701058775,67.092844523105597,1.0079999936819E-2,"R"]
[{"$f":"INDEX(Seas_Ar,C932)","v":"Sum"},{"$f":"INDEX(WDWE_Ar,D932)","v":"WD"},2,4,15,"L",101.11,130.44306358139929,69.410524248104096,10.0800001621246,"R"]
[{"$f":"INDEX(Seas_Ar,C933)","v":"Sum"},{"$f":"INDEX(WDWE_Ar,D933)","v":"WD"},2,4,16,"L",102.3,125.39014395518296,67.092844523105597,10.0800001621246,"R"]
[{"$f":"INDEX(Seas_Ar,C934)","v":"Sum"},{"$f":"INDEX(WDWE_Ar,D934)","v":"WD"},2,4,17,"L",101.28999999999999,107.91870263222738,72.217711845316899,46.6603216733265,"R"]
[{"$f":"INDEX(Seas_Ar,C935)","v":"Sum"},{"$f":"INDEX(WDWE_Ar,D935)","v":"WD"},2,4,18,"L",98.53,104.86103844815803,72.217711845316899,56.962079224271697,"R"]
[{"$f":"INDEX(Seas_Ar,C936)","v":"Sum"},{"$f":"INDEX(WDWE_Ar,D936)","v":"WD"},2,4,19,"L",89.06,89.624542344490408,72.217711845316899,56.962079224271697,"R"]
[{"$f":"INDEX(Seas_Ar,C937)","v":"Sum"},{"$f":"INDEX(WDWE_Ar,D937)","v":"WD"},2,4,20,"L",97.97,90.12335620502715,72.217711845316899,56.962079224271697,"R"]
[{"$f":"INDEX(Seas_Ar,C938)","v":"Sum"},{"$f":"INDEX(WDWE_Ar,D938)","v":"WD"},2,4,21,"L",72.855000000000004,85.083392782980624,67.092844523105597,86.304964156665804,"R"]
[{"$f":"INDEX(Seas_Ar,C939)","v":"Sum"},{"$f":"INDEX(WDWE_Ar,D939)","v":"WD"},2,4,22,"L",99.88,107.95757124473671,72.217711845316899,86.304964156665804,"R"]
[{"$f":"INDEX(Seas_Ar,C940)","v":"Sum"},{"$f":"INDEX(WDWE_Ar,D940)","v":"WD"},2,4,23,"L",96.835000000000008,105.24972457325158,60.958981242914199,56.962079224271697,"R"]
[{"$f":"INDEX(Seas_Ar,C941)","v":"Sum"},{"$f":"INDEX(WDWE_Ar,D941)","v":"WD"},2,4,24,"L",86.68,92.099177340919425,46.563391209826399,56.962079224271697,"R"]
[{"$f":"INDEX(Seas_Ar,C942)","v":"Sum"},{"$f":"INDEX(WDWE_Ar,D942)","v":"WD"},2,5,1,"L",83.69,87.208210266825432,41.728230995078,114.922084001703,"R"]
[{"$f":"INDEX(Seas_Ar,C943)","v":"Sum"},{"$f":"INDEX(WDWE_Ar,D943)","v":"WD"},2,5,2,"L",82.419999999999987,94.573812337348429,43.016941926298102,114.922084001703,"R"]
[{"$f":"INDEX(Seas_Ar,C944)","v":"Sum"},{"$f":"INDEX(WDWE_Ar,D944)","v":"WD"},2,5,3,"L",74.87,86.288319770770656,43.016941926298102,114.922084001703,"R"]
[{"$f":"INDEX(Seas_Ar,C945)","v":"Sum"},{"$f":"INDEX(WDWE_Ar,D945)","v":"WD"},2,5,4,"L",78.474999999999994,75.793794393244511,40.139820822172098,114.922084001703,"R"]
[{"$f":"INDEX(Seas_Ar,C946)","v":"Sum"},{"$f":"INDEX(WDWE_Ar,D946)","v":"WD"},2,5,5,"L",77.835000000000008,71.544159425554895,40.139820822172098,114.922084001703,"R"]
[{"$f":"INDEX(Seas_Ar,C947)","v":"Sum"},{"$f":"INDEX(WDWE_Ar,D947)","v":"WD"},2,5,6,"L",80.319999999999993,86.664049691694444,43.016941926298102,114.922084001703,"R"]
[{"$f":"INDEX(Seas_Ar,C948)","v":"Sum"},{"$f":"INDEX(WDWE_Ar,D948)","v":"WD"},2,5,7,"L",76.064999999999998,99.814596924026603,50.499449888634601,56.5790419866657,"R"]
[{"$f":"INDEX(Seas_Ar,C949)","v":"Sum"},{"$f":"INDEX(WDWE_Ar,D949)","v":"WD"},2,5,8,"L",89.995000000000005,106.19552747764592,60.809129716629897,56.5790419866657,"R"]
[{"$f":"INDEX(Seas_Ar,C950)","v":"Sum"},{"$f":"INDEX(WDWE_Ar,D950)","v":"WD"},2,5,9,"L",104.215,122.35839217945318,60.809129716629897,53.867519482116599,"R"]
[{"$f":"INDEX(Seas_Ar,C951)","v":"Sum"},{"$f":"INDEX(WDWE_Ar,D951)","v":"WD"},2,5,10,"L",105.84,126.75702349509534,60.809129716629897,10.0800001621246,"R"]
[{"$f":"INDEX(Seas_Ar,C952)","v":"Sum"},{"$f":"INDEX(WDWE_Ar,D952)","v":"WD"},2,5,11,"L",114.69999999999999,131.25282634201085,51.688262342920297,10.0800001621246,"R"]
[{"$f":"INDEX(Seas_Ar,C953)","v":"Sum"},{"$f":"INDEX(WDWE_Ar,D953)","v":"WD"},2,5,12,"L",331.61,120.77125716865447,60.809129716629897,10.0800001621246,"R"]
[{"$f":"INDEX(Seas_Ar,C954)","v":"Sum"},{"$f":"INDEX(WDWE_Ar,D954)","v":"WD"},2,5,13,"L",216.79500000000002,115.54990688823096,60.809129716629897,10.0800001621246,"R"]
[{"$f":"INDEX(Seas_Ar,C955)","v":"Sum"},{"$f":"INDEX(WDWE_Ar,D955)","v":"WD"},2,5,14,"L",215.76499999999999,116.93622073439799,60.809129716629897,10.0800001621246,"R"]
[{"$f":"INDEX(Seas_Ar,C956)","v":"Sum"},{"$f":"INDEX(WDWE_Ar,D956)","v":"WD"},2,5,15,"L",213.66,115.88029009456049,60.809129716629897,10.0800001621246,"R"]
[{"$f":"INDEX(Seas_Ar,C957)","v":"Sum"},{"$f":"INDEX(WDWE_Ar,D957)","v":"WD"},2,5,16,"L",117.61500000000001,115.93859301332452,60.809129716629897,10.0800001621246,"R"]
[{"$f":"INDEX(Seas_Ar,C958)","v":"Sum"},{"$f":"INDEX(WDWE_Ar,D958)","v":"WD"},2,5,17,"L",105.59,114.31906749210135,61.678262471666301,58.343042015037497,"R"]
[{"$f":"INDEX(Seas_Ar,C959)","v":"Sum"},{"$f":"INDEX(WDWE_Ar,D959)","v":"WD"},2,5,18,"L",77.22,113.67773538569699,65.174758705844795,58.343042015037497,"R"]
[{"$f":"INDEX(Seas_Ar,C960)","v":"Sum"},{"$f":"INDEX(WDWE_Ar,D960)","v":"WD"},2,5,19,"L",73.644999999999996,110.39981573074128,63.226711729445398,58.343042015037497,"R"]
[{"$f":"INDEX(Seas_Ar,C961)","v":"Sum"},{"$f":"INDEX(WDWE_Ar,D961)","v":"WD"},2,5,20,"L",70.414999999999992,99.335217369744555,61.678262471666301,88.4015983456611,"R"]
[{"$f":"INDEX(Seas_Ar,C962)","v":"Sum"},{"$f":"INDEX(WDWE_Ar,D962)","v":"WD"},2,5,21,"L",72.95,99.989505680318729,61.678262471666301,88.4015983456611,"R"]
[{"$f":"INDEX(Seas_Ar,C963)","v":"Sum"},{"$f":"INDEX(WDWE_Ar,D963)","v":"WD"},2,5,22,"L",71.91,104.50474283348892,60.809129716629897,88.4015983456611,"R"]
[{"$f":"INDEX(Seas_Ar,C964)","v":"Sum"},{"$f":"INDEX(WDWE_Ar,D964)","v":"WD"},2,5,23,"L",73.009999999999991,99.050180878009272,60.809129716629897,88.4015983456611,"R"]
[{"$f":"INDEX(Seas_Ar,C965)","v":"Sum"},{"$f":"INDEX(WDWE_Ar,D965)","v":"WD"},2,5,24,"L",74.39500000000001,100.0089399865734,60.809129716629897,58.343042015037497,"R"]
[{"$f":"INDEX(Seas_Ar,C966)","v":"Sum"},{"$f":"INDEX(WDWE_Ar,D966)","v":"WE"},2,6,1,"L",66.449999999999989,109.00702378248933,39.810148988699801,95.709598463201402,"R"]
[{"$f":"INDEX(Seas_Ar,C967)","v":"Sum"},{"$f":"INDEX(WDWE_Ar,D967)","v":"WE"},2,6,2,"L",67.215000000000003,101.87463338702248,39.810148988699801,95.709598463201402,"R"]
[{"$f":"INDEX(Seas_Ar,C968)","v":"Sum"},{"$f":"INDEX(WDWE_Ar,D968)","v":"WE"},2,6,3,"L",63.625,93.362407247473499,39.810148988699801,95.709598463201402,"R"]
[{"$f":"INDEX(Seas_Ar,C969)","v":"Sum"},{"$f":"INDEX(WDWE_Ar,D969)","v":"WE"},2,6,4,"L",62.17,74.452827261671729,39.810148988699801,95.709598463201402,"R"]
[{"$f":"INDEX(Seas_Ar,C970)","v":"Sum"},{"$f":"INDEX(WDWE_Ar,D970)","v":"WE"},2,6,5,"L",64.94,82.796622747013515,39.810148988699801,95.709598463201402,"R"]
[{"$f":"INDEX(Seas_Ar,C971)","v":"Sum"},{"$f":"INDEX(WDWE_Ar,D971)","v":"WE"},2,6,6,"L",65.669999999999987,99.853465536535964,39.810148988699801,95.709598463201402,"R"]
[{"$f":"INDEX(Seas_Ar,C972)","v":"Sum"},{"$f":"INDEX(WDWE_Ar,D972)","v":"WE"},2,6,7,"L",64.740000000000009,103.26094723318953,39.810148988699801,10.0800001621246,"R"]
[{"$f":"INDEX(Seas_Ar,C973)","v":"Sum"},{"$f":"INDEX(WDWE_Ar,D973)","v":"WE"},2,6,8,"L",70.240000000000009,105.04242530653499,39.810148988699801,1.0079999936819E-2,"R"]
[{"$f":"INDEX(Seas_Ar,C974)","v":"Sum"},{"$f":"INDEX(WDWE_Ar,D974)","v":"WE"},2,6,9,"L",79.88,100.63731588880798,46.833121670608499,1.0079999936819E-2,"R"]
[{"$f":"INDEX(Seas_Ar,C975)","v":"Sum"},{"$f":"INDEX(WDWE_Ar,D975)","v":"WE"},2,6,10,"L",80.954999999999998,96.750454637872366,46.743211517014501,1.0079999936819E-2,"R"]
[{"$f":"INDEX(Seas_Ar,C976)","v":"Sum"},{"$f":"INDEX(WDWE_Ar,D976)","v":"WE"},2,6,11,"L",72.865000000000009,96.659761208683861,46.743211517014501,1.0079999936819E-2,"R"]
[{"$f":"INDEX(Seas_Ar,C977)","v":"Sum"},{"$f":"INDEX(WDWE_Ar,D977)","v":"WE"},2,6,12,"L",70.930000000000007,102.63257133095493,46.833121670608499,1.0079999936819E-2,"R"]
[{"$f":"INDEX(Seas_Ar,C978)","v":"Sum"},{"$f":"INDEX(WDWE_Ar,D978)","v":"WE"},2,6,13,"L",70.385000000000005,105.00355669402566,42.587371615891399,1.0079999936819E-2,"R"]
[{"$f":"INDEX(Seas_Ar,C979)","v":"Sum"},{"$f":"INDEX(WDWE_Ar,D979)","v":"WE"},2,6,14,"L",69.784999999999997,97.657388929757346,42.587371615891399,1.0079999936819E-2,"R"]
[{"$f":"INDEX(Seas_Ar,C980)","v":"Sum"},{"$f":"INDEX(WDWE_Ar,D980)","v":"WE"},2,6,15,"L",68.84,100.83165895135477,42.587371615891399,1.0079999936819E-2,"R"]
[{"$f":"INDEX(Seas_Ar,C981)","v":"Sum"},{"$f":"INDEX(WDWE_Ar,D981)","v":"WE"},2,6,16,"L",68.894999999999996,100.30693268247846,48.181770163636202,1.0079999936819E-2,"R"]
[{"$f":"INDEX(Seas_Ar,C982)","v":"Sum"},{"$f":"INDEX(WDWE_Ar,D982)","v":"WE"},2,6,17,"L",69.099999999999994,96.303465594014767,50.099852170014401,36.388799047183902,"R"]
[{"$f":"INDEX(Seas_Ar,C983)","v":"Sum"},{"$f":"INDEX(WDWE_Ar,D983)","v":"WE"},2,6,18,"L",68.984999999999999,96.368246614863693,50.609340499792097,57.214079228324799,"R"]
[{"$f":"INDEX(Seas_Ar,C984)","v":"Sum"},{"$f":"INDEX(WDWE_Ar,D984)","v":"WE"},2,6,19,"L",69.025000000000006,99.387042186423699,50.609340499792097,57.214079228324799,"R"]
[{"$f":"INDEX(Seas_Ar,C985)","v":"Sum"},{"$f":"INDEX(WDWE_Ar,D985)","v":"WE"},2,6,20,"L",69.050000000000011,108.43047269693389,50.609340499792097,57.214079228324799,"R"]
[{"$f":"INDEX(Seas_Ar,C986)","v":"Sum"},{"$f":"INDEX(WDWE_Ar,D986)","v":"WE"},2,6,21,"L",69.2,107.67253475300146,50.609340499792097,57.214079228324799,"R"]
[{"$f":"INDEX(Seas_Ar,C987)","v":"Sum"},{"$f":"INDEX(WDWE_Ar,D987)","v":"WE"},2,6,22,"L",69.194999999999993,118.49744333685715,60.3196218444156,57.214079228324799,"R"]
[{"$f":"INDEX(Seas_Ar,C988)","v":"Sum"},{"$f":"INDEX(WDWE_Ar,D988)","v":"WE"},2,6,23,"L",67.745000000000005,112.61532664377458,60.3196218444156,57.214079228324799,"R"]
[{"$f":"INDEX(Seas_Ar,C989)","v":"Sum"},{"$f":"INDEX(WDWE_Ar,D989)","v":"WE"},2,6,24,"L",64.75,104.66669538561123,50.609340499792097,57.214079228324799,"R"]
[{"$f":"INDEX(Seas_Ar,C990)","v":"Sum"},{"$f":"INDEX(WDWE_Ar,D990)","v":"WE"},2,7,1,"L",60.435000000000002,107.21906760705896,10.6593302135896,103.85424043990101,"R"]
[{"$f":"INDEX(Seas_Ar,C991)","v":"Sum"},{"$f":"INDEX(WDWE_Ar,D991)","v":"WE"},2,7,2,"L",60.78,99.96359327197915,9.9900001287460292,103.85424043990101,"R"]
[{"$f":"INDEX(Seas_Ar,C992)","v":"Sum"},{"$f":"INDEX(WDWE_Ar,D992)","v":"WE"},2,7,3,"L",60.66,91.542060561618641,9.9900001287460292,103.85424043990101,"R"]
[{"$f":"INDEX(Seas_Ar,C993)","v":"Sum"},{"$f":"INDEX(WDWE_Ar,D993)","v":"WE"},2,7,4,"L",61.104999999999997,86.178192035327498,9.9900001287460292,103.85424043990101,"R"]
[{"$f":"INDEX(Seas_Ar,C994)","v":"Sum"},{"$f":"INDEX(WDWE_Ar,D994)","v":"WE"},2,7,5,"L",58.734999999999999,86.242973056176425,9.9900001287460292,103.85424043990101,"R"]
[{"$f":"INDEX(Seas_Ar,C995)","v":"Sum"},{"$f":"INDEX(WDWE_Ar,D995)","v":"WE"},2,7,6,"L",58.81,90.861859842704902,9.9900001287460292,103.85424043990101,"R"]
[{"$f":"INDEX(Seas_Ar,C996)","v":"Sum"},{"$f":"INDEX(WDWE_Ar,D996)","v":"WE"},2,7,7,"L",53.989999999999995,92.338867118060463,10.6593302135896,24.484321316652299,"R"]
[{"$f":"INDEX(Seas_Ar,C997)","v":"Sum"},{"$f":"INDEX(WDWE_Ar,D997)","v":"WE"},2,7,8,"L",40.480000000000004,93.317060532879253,10.6593302135896,10.0800001621246,"R"]
[{"$f":"INDEX(Seas_Ar,C998)","v":"Sum"},{"$f":"INDEX(WDWE_Ar,D998)","v":"WE"},2,7,9,"L",57.165000000000006,93.401275859982846,11.1788097248697,10.0800001621246,"R"]
[{"$f":"INDEX(Seas_Ar,C999)","v":"Sum"},{"$f":"INDEX(WDWE_Ar,D999)","v":"WE"},2,7,10,"L",65.634999999999991,103.86341072708454,11.1788097248697,10.0800001621246,"R"]
[{"$f":"INDEX(Seas_Ar,C1000)","v":"Sum"},{"$f":"INDEX(WDWE_Ar,D1000)","v":"WE"},2,7,11,"L",66.525000000000006,111.40392155389964,11.748240380058199,9.9288005442142495,"R"]
[{"$f":"INDEX(Seas_Ar,C1001)","v":"Sum"},{"$f":"INDEX(WDWE_Ar,D1001)","v":"WE"},2,7,12,"L",66.384999999999991,121.7235381751337,10.6593302135896,1.0079999936819E-2,"R"]
[{"$f":"INDEX(Seas_Ar,C1002)","v":"Sum"},{"$f":"INDEX(WDWE_Ar,D1002)","v":"WE"},2,7,13,"L",67.16,100.91587427845838,10.6593302135896,9.9288005442142495,"R"]
[{"$f":"INDEX(Seas_Ar,C1003)","v":"Sum"},{"$f":"INDEX(WDWE_Ar,D1003)","v":"WE"},2,7,14,"L",66.62,101.18795456602386,10.6593302135896,10.0800001621246,"R"]
[{"$f":"INDEX(Seas_Ar,C1004)","v":"Sum"},{"$f":"INDEX(WDWE_Ar,D1004)","v":"WE"},2,7,15,"L",66.38,99.419432696848176,10.6593302135896,10.0800001621246,"R"]
[{"$f":"INDEX(Seas_Ar,C1005)","v":"Sum"},{"$f":"INDEX(WDWE_Ar,D1005)","v":"WE"},2,7,16,"L",68.055000000000007,109.95282668688367,10.6593302135896,10.0800001621246,"R"]
[{"$f":"INDEX(Seas_Ar,C1006)","v":"Sum"},{"$f":"INDEX(WDWE_Ar,D1006)","v":"WE"},2,7,17,"L",69.930000000000007,108.83859312828213,10.6593302135896,38.969280472965202,"R"]
[{"$f":"INDEX(Seas_Ar,C1007)","v":"Sum"},{"$f":"INDEX(WDWE_Ar,D1007)","v":"WE"},2,7,18,"L",71.194999999999993,106.77207856320136,40.179781737298903,56.256482289094897,"R"]
[{"$f":"INDEX(Seas_Ar,C1008)","v":"Sum"},{"$f":"INDEX(WDWE_Ar,D1008)","v":"WE"},2,7,19,"L",71.60499999999999,102.16614798084267,40.179781737298903,56.256482289094897,"R"]
[{"$f":"INDEX(Seas_Ar,C1009)","v":"Sum"},{"$f":"INDEX(WDWE_Ar,D1009)","v":"WE"},2,7,20,"L",69.2,98.389414465350214,43.766191935954097,56.256482289094897,"R"]
[{"$f":"INDEX(Seas_Ar,C1010)","v":"Sum"},{"$f":"INDEX(WDWE_Ar,D1010)","v":"WE"},2,7,21,"L",69.685000000000002,96.815235658721292,40.179781737298903,85.236478909988307,"R"]
[{"$f":"INDEX(Seas_Ar,C1011)","v":"Sum"},{"$f":"INDEX(WDWE_Ar,D1011)","v":"WE"},2,7,22,"L",70.61,95.720436406374418,40.179781737298903,56.256482289094897,"R"]
[{"$f":"INDEX(Seas_Ar,C1012)","v":"Sum"},{"$f":"INDEX(WDWE_Ar,D1012)","v":"WE"},2,7,23,"L",65.56,96.679195514938556,40.179781737298903,56.256482289094897,"R"]
[{"$f":"INDEX(Seas_Ar,C1013)","v":"Sum"},{"$f":"INDEX(WDWE_Ar,D1013)","v":"WE"},2,7,24,"L",61.629999999999995,80.697717671508272,40.179781737298903,56.256482289094897,"R"]
[{"$f":"INDEX(Seas_Ar,C1014)","v":"Sum"},{"$f":"INDEX(WDWE_Ar,D1014)","v":"WD"},1,1,1,"L",35.03,73.132059269185191,38.271691865143701,68.785918953018097,"R"]
[{"$f":"INDEX(Seas_Ar,C1015)","v":"Sum"},{"$f":"INDEX(WDWE_Ar,D1015)","v":"WD"},1,1,2,"L",34.664999999999999,58.791273033323812,38.271691865143701,68.785918953018097,"R"]
[{"$f":"INDEX(Seas_Ar,C1016)","v":"Sum"},{"$f":"INDEX(WDWE_Ar,D1016)","v":"WD"},1,1,3,"L",13.23,58.476744823052989,38.271691865143701,68.785918953018097,"R"]
[{"$f":"INDEX(Seas_Ar,C1017)","v":"Sum"},{"$f":"INDEX(WDWE_Ar,D1017)","v":"WD"},1,1,4,"L",13.844999999999999,58.485245585492748,38.271691865143701,68.785918953018097,"R"]
[{"$f":"INDEX(Seas_Ar,C1018)","v":"Sum"},{"$f":"INDEX(WDWE_Ar,D1018)","v":"WD"},1,1,5,"L",29.9,56.827596909741132,38.271691865143701,68.785918953018097,"R"]
[{"$f":"INDEX(Seas_Ar,C1019)","v":"Sum"},{"$f":"INDEX(WDWE_Ar,D1019)","v":"WD"},1,1,6,"L",36.494999999999997,58.689263884046788,38.271691865143701,68.785918953018097,"R"]
[{"$f":"INDEX(Seas_Ar,C1020)","v":"Sum"},{"$f":"INDEX(WDWE_Ar,D1020)","v":"WD"},1,1,7,"L",55.445,71.62742431734911,72.217711845316899,41.287679741210901,"R"]
[{"$f":"INDEX(Seas_Ar,C1021)","v":"Sum"},{"$f":"INDEX(WDWE_Ar,D1021)","v":"WD"},1,1,8,"L",61.355000000000004,68.87317728686952,89.650259021272603,34.544161017026902,"R"]
[{"$f":"INDEX(Seas_Ar,C1022)","v":"Sum"},{"$f":"INDEX(WDWE_Ar,D1022)","v":"WD"},1,1,9,"L",64.644999999999996,110.43340485481632,72.217711845316899,10.0800001621246,"R"]
[{"$f":"INDEX(Seas_Ar,C1023)","v":"Sum"},{"$f":"INDEX(WDWE_Ar,D1023)","v":"WD"},1,1,10,"L",78.484999999999999,173.00751717382974,72.217711845316899,10.0800001621246,"R"]
[{"$f":"INDEX(Seas_Ar,C1024)","v":"Sum"},{"$f":"INDEX(WDWE_Ar,D1024)","v":"WD"},1,1,11,"L",73.454999999999998,137.38932255126946,61.388551553320802,10.0800001621246,"R"]
[{"$f":"INDEX(Seas_Ar,C1025)","v":"Sum"},{"$f":"INDEX(WDWE_Ar,D1025)","v":"WD"},1,1,12,"L",82.004999999999995,137.00678824148062,59.490450004506101,10.0800001621246,"R"]
[{"$f":"INDEX(Seas_Ar,C1026)","v":"Sum"},{"$f":"INDEX(WDWE_Ar,D1026)","v":"WD"},1,1,13,"L",87.800000000000011,238.46338795991898,59.490450004506101,10.0800001621246,"R"]
[{"$f":"INDEX(Seas_Ar,C1027)","v":"Sum"},{"$f":"INDEX(WDWE_Ar,D1027)","v":"WD"},1,1,14,"L",83.91,308.54367351323327,72.217711845316899,10.0800001621246,"R"]
[{"$f":"INDEX(Seas_Ar,C1028)","v":"Sum"},{"$f":"INDEX(WDWE_Ar,D1028)","v":"WD"},1,1,15,"L",80.95,216.84594907563005,61.388551553320802,10.0800001621246,"R"]
[{"$f":"INDEX(Seas_Ar,C1029)","v":"Sum"},{"$f":"INDEX(WDWE_Ar,D1029)","v":"WD"},1,1,16,"L",80.680000000000007,211.47346721370684,72.217711845316899,10.0800001621246,"R"]
[{"$f":"INDEX(Seas_Ar,C1030)","v":"Sum"},{"$f":"INDEX(WDWE_Ar,D1030)","v":"WD"},1,1,17,"L",80.459999999999994,122.07944939727638,72.497430629439293,54.321120258455203,"R"]
[{"$f":"INDEX(Seas_Ar,C1031)","v":"Sum"},{"$f":"INDEX(WDWE_Ar,D1031)","v":"WD"},1,1,18,"L",82.594999999999999,96.57716207802082,72.497430629439293,54.321120258455203,"R"]
[{"$f":"INDEX(Seas_Ar,C1032)","v":"Sum"},{"$f":"INDEX(WDWE_Ar,D1032)","v":"WD"},1,1,19,"L",69.224999999999994,108.67374702978769,72.497430629439293,54.321120258455203,"R"]
[{"$f":"INDEX(Seas_Ar,C1033)","v":"Sum"},{"$f":"INDEX(WDWE_Ar,D1033)","v":"WD"},1,1,20,"L",62.144999999999996,108.35921881951687,72.777149413561801,54.321120258455203,"R"]
[{"$f":"INDEX(Seas_Ar,C1034)","v":"Sum"},{"$f":"INDEX(WDWE_Ar,D1034)","v":"WD"},1,1,21,"L",62.760000000000005,81.173780537190453,77.862063442411397,68.785918953018097,"R"]
[{"$f":"INDEX(Seas_Ar,C1035)","v":"Sum"},{"$f":"INDEX(WDWE_Ar,D1035)","v":"WD"},1,1,22,"L",50.585000000000001,60.346912559798412,72.217711845316899,54.321120258455203,"R"]
[{"$f":"INDEX(Seas_Ar,C1036)","v":"Sum"},{"$f":"INDEX(WDWE_Ar,D1036)","v":"WD"},1,1,23,"L",40.364999999999995,59.148305055793394,72.217711845316899,54.321120258455203,"R"]
[{"$f":"INDEX(Seas_Ar,C1037)","v":"Sum"},{"$f":"INDEX(WDWE_Ar,D1037)","v":"WD"},1,1,24,"L",47.085000000000001,57.686173916156079,59.490450004506101,54.321120258455203,"R"]
[{"$f":"INDEX(Seas_Ar,C1038)","v":"Sum"},{"$f":"INDEX(WDWE_Ar,D1038)","v":"WD"},1,2,1,"L",45.505000000000003,67.887088843858294,13.416570477776499,75.458881828899393,"R"]
[{"$f":"INDEX(Seas_Ar,C1039)","v":"Sum"},{"$f":"INDEX(WDWE_Ar,D1039)","v":"WD"},1,2,2,"L",50.754999999999995,63.772719823018399,47.602352137827801,75.458881828899393,"R"]
[{"$f":"INDEX(Seas_Ar,C1040)","v":"Sum"},{"$f":"INDEX(WDWE_Ar,D1040)","v":"WD"},1,2,3,"L",45.344999999999999,56.020024477964718,13.416570477776499,75.458881828899393,"R"]
[{"$f":"INDEX(Seas_Ar,C1041)","v":"Sum"},{"$f":"INDEX(WDWE_Ar,D1041)","v":"WD"},1,2,4,"L",46.150000000000006,41.245699357675988,14.0659201050567,75.458881828899393,"R"]
[{"$f":"INDEX(Seas_Ar,C1042)","v":"Sum"},{"$f":"INDEX(WDWE_Ar,D1042)","v":"WD"},1,2,5,"L",51.47,40.66764751177287,47.602352137827801,75.458881828899393,"R"]
[{"$f":"INDEX(Seas_Ar,C1043)","v":"Sum"},{"$f":"INDEX(WDWE_Ar,D1043)","v":"WD"},1,2,6,"L",52.564999999999998,49.899475521343383,47.602352137827801,75.458881828899393,"R"]
[{"$f":"INDEX(Seas_Ar,C1044)","v":"Sum"},{"$f":"INDEX(WDWE_Ar,D1044)","v":"WD"},1,2,7,"L",54.414999999999999,76.294342896772889,72.497430629439293,45.491041808328603,"R"]
[{"$f":"INDEX(Seas_Ar,C1045)","v":"Sum"},{"$f":"INDEX(WDWE_Ar,D1045)","v":"WD"},1,2,8,"L",71.055000000000007,95.09802941350398,72.497430629439293,10.231199780035,"R"]
[{"$f":"INDEX(Seas_Ar,C1046)","v":"Sum"},{"$f":"INDEX(WDWE_Ar,D1046)","v":"WD"},1,2,9,"L",67.61,104.7548955450621,72.497430629439293,10.0800001621246,"R"]
[{"$f":"INDEX(Seas_Ar,C1047)","v":"Sum"},{"$f":"INDEX(WDWE_Ar,D1047)","v":"WD"},1,2,10,"L",78.025000000000006,132.21235822546058,72.217711845316899,10.0800001621246,"R"]
[{"$f":"INDEX(Seas_Ar,C1048)","v":"Sum"},{"$f":"INDEX(WDWE_Ar,D1048)","v":"WD"},1,2,11,"L",84.094999999999999,108.86076380346223,72.127797880840205,9.9288005442142495,"R"]
[{"$f":"INDEX(Seas_Ar,C1049)","v":"Sum"},{"$f":"INDEX(WDWE_Ar,D1049)","v":"WD"},1,2,12,"L",78.37,103.80281015180988,61.618321098976097,10.0800001621246,"R"]
[{"$f":"INDEX(Seas_Ar,C1050)","v":"Sum"},{"$f":"INDEX(WDWE_Ar,D1050)","v":"WD"},1,2,13,"L",86.275000000000006,109.24329811325106,61.618321098976097,10.0800001621246,"R"]
[{"$f":"INDEX(Seas_Ar,C1051)","v":"Sum"},{"$f":"INDEX(WDWE_Ar,D1051)","v":"WD"},1,2,14,"L",77.935000000000002,114.43726396393946,67.092844523105597,10.0800001621246,"R"]
[{"$f":"INDEX(Seas_Ar,C1052)","v":"Sum"},{"$f":"INDEX(WDWE_Ar,D1052)","v":"WD"},1,2,15,"L",65.375,109.3623087874076,72.127797880840205,10.0800001621246,"R"]
[{"$f":"INDEX(Seas_Ar,C1053)","v":"Sum"},{"$f":"INDEX(WDWE_Ar,D1053)","v":"WD"},1,2,16,"L",60.83,104.94191231873663,51.558391274199401,10.0800001621246,"R"]
[{"$f":"INDEX(Seas_Ar,C1054)","v":"Sum"},{"$f":"INDEX(WDWE_Ar,D1054)","v":"WD"},1,2,17,"L",67.319999999999993,111.27498033635175,72.777149413561801,10.0800001621246,"R"]
[{"$f":"INDEX(Seas_Ar,C1055)","v":"Sum"},{"$f":"INDEX(WDWE_Ar,D1055)","v":"WD"},1,2,18,"L",63.709999999999994,111.61501083394184,72.777149413561801,10.0800001621246,"R"]
[{"$f":"INDEX(Seas_Ar,C1056)","v":"Sum"},{"$f":"INDEX(WDWE_Ar,D1056)","v":"WD"},1,2,19,"L",61.234999999999999,103.2332590683465,78.111813445630105,10.0800001621246,"R"]
[{"$f":"INDEX(Seas_Ar,C1057)","v":"Sum"},{"$f":"INDEX(WDWE_Ar,D1057)","v":"WD"},1,2,20,"L",59.14,99.56943045681345,73.056868197684196,32.114881131763397,"R"]
[{"$f":"INDEX(Seas_Ar,C1058)","v":"Sum"},{"$f":"INDEX(WDWE_Ar,D1058)","v":"WD"},1,2,21,"L",60.625,94.44347070564308,73.056868197684196,34.372799014759003,"R"]
[{"$f":"INDEX(Seas_Ar,C1059)","v":"Sum"},{"$f":"INDEX(WDWE_Ar,D1059)","v":"WD"},1,2,22,"L",67.800000000000011,90.720136757031781,73.056868197684196,34.372799014759003,"R"]
[{"$f":"INDEX(Seas_Ar,C1060)","v":"Sum"},{"$f":"INDEX(WDWE_Ar,D1060)","v":"WD"},1,2,23,"L",77.125,82.244876604599185,72.217711845316899,32.114881131763397,"R"]
[{"$f":"INDEX(Seas_Ar,C1061)","v":"Sum"},{"$f":"INDEX(WDWE_Ar,D1061)","v":"WD"},1,2,24,"L",71.664999999999992,66.390954654461964,51.558391274199401,10.0800001621246,"R"]
[{"$f":"INDEX(Seas_Ar,C1062)","v":"Sum"},{"$f":"INDEX(WDWE_Ar,D1062)","v":"WD"},1,3,1,"L",61.53,64.690802166511602,75.754172805504794,45.5716798101138,"R"]
[{"$f":"INDEX(Seas_Ar,C1063)","v":"Sum"},{"$f":"INDEX(WDWE_Ar,D1063)","v":"WD"},1,3,2,"L",55.174999999999997,66.560969903257018,75.754172805504794,45.5716798101138,"R"]
[{"$f":"INDEX(Seas_Ar,C1064)","v":"Sum"},{"$f":"INDEX(WDWE_Ar,D1064)","v":"WD"},1,3,3,"L",47.295000000000002,56.861599959500133,70.739188472685697,45.5716798101138,"R"]
[{"$f":"INDEX(Seas_Ar,C1065)","v":"Sum"},{"$f":"INDEX(WDWE_Ar,D1065)","v":"WD"},1,3,4,"L",57.31,28.936595344915307,56.353590573821002,45.5716798101138,"R"]
[{"$f":"INDEX(Seas_Ar,C1066)","v":"Sum"},{"$f":"INDEX(WDWE_Ar,D1066)","v":"WD"},1,3,5,"L",53.424999999999997,20.155307744651644,75.754172805504794,45.5716798101138,"R"]
[{"$f":"INDEX(Seas_Ar,C1067)","v":"Sum"},{"$f":"INDEX(WDWE_Ar,D1067)","v":"WD"},1,3,6,"L",58.875,68.499143739520434,75.754172805504794,45.5716798101138,"R"]
[{"$f":"INDEX(Seas_Ar,C1068)","v":"Sum"},{"$f":"INDEX(WDWE_Ar,D1068)","v":"WD"},1,3,7,"L",56.67,75.163741492285894,81.258657388772903,10.0800001621246,"R"]
[{"$f":"INDEX(Seas_Ar,C1069)","v":"Sum"},{"$f":"INDEX(WDWE_Ar,D1069)","v":"WD"},1,3,8,"L",72.81,112.80511757550708,81.628290137372005,10.0800001621246,"R"]
[{"$f":"INDEX(Seas_Ar,C1070)","v":"Sum"},{"$f":"INDEX(WDWE_Ar,D1070)","v":"WD"},1,3,9,"L",86.754999999999995,119.85224963806139,89.120790233931501,10.0800001621246,"R"]
[{"$f":"INDEX(Seas_Ar,C1071)","v":"Sum"},{"$f":"INDEX(WDWE_Ar,D1071)","v":"WD"},1,3,10,"L",85.01,112.32057411644124,89.120790233931501,9.9288005442142495,"R"]
[{"$f":"INDEX(Seas_Ar,C1072)","v":"Sum"},{"$f":"INDEX(WDWE_Ar,D1072)","v":"WD"},1,3,11,"L",73.45,106.96509377939756,82.837079238338404,1.0079999936819E-2,"R"]
[{"$f":"INDEX(Seas_Ar,C1073)","v":"Sum"},{"$f":"INDEX(WDWE_Ar,D1073)","v":"WD"},1,3,12,"L",70.414999999999992,101.08256617108928,81.258657388772903,9.9288005442142495,"R"]
[{"$f":"INDEX(Seas_Ar,C1074)","v":"Sum"},{"$f":"INDEX(WDWE_Ar,D1074)","v":"WD"},1,3,13,"L",63.575000000000003,100.13898154027683,81.258657388772903,9.9288005442142495,"R"]
[{"$f":"INDEX(Seas_Ar,C1075)","v":"Sum"},{"$f":"INDEX(WDWE_Ar,D1075)","v":"WD"},1,3,14,"L",66.77000000000001,99.730944943168737,81.258657388772903,9.9288005442142495,"R"]
[{"$f":"INDEX(Seas_Ar,C1076)","v":"Sum"},{"$f":"INDEX(WDWE_Ar,D1076)","v":"WD"},1,3,15,"L",65.95,96.993699437568637,80.899024396162005,10.0800001621246,"R"]
[{"$f":"INDEX(Seas_Ar,C1077)","v":"Sum"},{"$f":"INDEX(WDWE_Ar,D1077)","v":"WD"},1,3,16,"L",71.759999999999991,96.823684188773612,81.258657388772903,10.0800001621246,"R"]
[{"$f":"INDEX(Seas_Ar,C1078)","v":"Sum"},{"$f":"INDEX(WDWE_Ar,D1078)","v":"WD"},1,3,17,"L",72.594999999999999,94.188447832450535,89.120790233931501,10.0800001621246,"R"]
[{"$f":"INDEX(Seas_Ar,C1079)","v":"Sum"},{"$f":"INDEX(WDWE_Ar,D1079)","v":"WD"},1,3,18,"L",68.75,96.738676564376107,89.120790233931501,10.0800001621246,"R"]
[{"$f":"INDEX(Seas_Ar,C1080)","v":"Sum"},{"$f":"INDEX(WDWE_Ar,D1080)","v":"WD"},1,3,19,"L",66.194999999999993,97.435739084435752,91.957954233813297,10.0800001621246,"R"]
[{"$f":"INDEX(Seas_Ar,C1081)","v":"Sum"},{"$f":"INDEX(WDWE_Ar,D1081)","v":"WD"},1,3,20,"L",59.805000000000007,92.921834228927509,89.700212070622399,34.493761785259203,"R"]
[{"$f":"INDEX(Seas_Ar,C1082)","v":"Sum"},{"$f":"INDEX(WDWE_Ar,D1082)","v":"WD"},1,3,21,"L",54.43,90.499116933598231,89.700212070622399,41.832000672817202,"R"]
[{"$f":"INDEX(Seas_Ar,C1083)","v":"Sum"},{"$f":"INDEX(WDWE_Ar,D1083)","v":"WD"},1,3,22,"L",60.405000000000001,84.778103811645224,81.258657388772903,45.299519344310703,"R"]
[{"$f":"INDEX(Seas_Ar,C1084)","v":"Sum"},{"$f":"INDEX(WDWE_Ar,D1084)","v":"WD"},1,3,23,"L",58.195,73.455088241895766,81.258657388772903,41.832000672817202,"R"]
[{"$f":"INDEX(Seas_Ar,C1085)","v":"Sum"},{"$f":"INDEX(WDWE_Ar,D1085)","v":"WD"},1,3,24,"L",55,59.148305055793408,75.754172805504794,34.493761785259203,"R"]
[{"$f":"INDEX(Seas_Ar,C1086)","v":"Sum"},{"$f":"INDEX(WDWE_Ar,D1086)","v":"WD"},1,4,1,"L",54.405000000000001,68.499143739520434,9.9900001287460292,38.535840158376601,"R"]
[{"$f":"INDEX(Seas_Ar,C1087)","v":"Sum"},{"$f":"INDEX(WDWE_Ar,D1087)","v":"WD"},1,4,2,"L",45.78,76.277341371893371,9.9900001287460292,38.535840158376601,"R"]
[{"$f":"INDEX(Seas_Ar,C1088)","v":"Sum"},{"$f":"INDEX(WDWE_Ar,D1088)","v":"WD"},1,4,3,"L",37.93,72.324486837408784,9.9900001287460292,38.535840158376601,"R"]
[{"$f":"INDEX(Seas_Ar,C1089)","v":"Sum"},{"$f":"INDEX(WDWE_Ar,D1089)","v":"WD"},1,4,4,"L",30.54,72.970544782829919,9.9900001287460292,38.535840158376601,"R"]
[{"$f":"INDEX(Seas_Ar,C1090)","v":"Sum"},{"$f":"INDEX(WDWE_Ar,D1090)","v":"WD"},1,4,5,"L",44.115000000000002,72.179973875932987,9.9900001287460292,38.535840158376601,"R"]
[{"$f":"INDEX(Seas_Ar,C1091)","v":"Sum"},{"$f":"INDEX(WDWE_Ar,D1091)","v":"WD"},1,4,6,"L",51.739999999999995,72.851534108673377,9.9900001287460292,38.535840158376601,"R"]
[{"$f":"INDEX(Seas_Ar,C1092)","v":"Sum"},{"$f":"INDEX(WDWE_Ar,D1092)","v":"WD"},1,4,7,"L",54.935000000000002,76.107326123098346,41.418539619169202,30.471840028676901,"R"]
[{"$f":"INDEX(Seas_Ar,C1093)","v":"Sum"},{"$f":"INDEX(WDWE_Ar,D1093)","v":"WD"},1,4,8,"L",53.995000000000005,92.632808305975942,41.418539619169202,10.0800001621246,"R"]
[{"$f":"INDEX(Seas_Ar,C1094)","v":"Sum"},{"$f":"INDEX(WDWE_Ar,D1094)","v":"WD"},1,4,9,"L",56.164999999999999,108.01068755948705,51.178770202259997,10.0800001621246,"R"]
[{"$f":"INDEX(Seas_Ar,C1095)","v":"Sum"},{"$f":"INDEX(WDWE_Ar,D1095)","v":"WD"},1,4,10,"L",70.875,109.01377752737777,51.178770202259997,10.0800001621246,"R"]
[{"$f":"INDEX(Seas_Ar,C1096)","v":"Sum"},{"$f":"INDEX(WDWE_Ar,D1096)","v":"WD"},1,4,11,"L",70.61,106.42954574569322,51.178770202259997,3.88079996628761,"R"]
[{"$f":"INDEX(Seas_Ar,C1097)","v":"Sum"},{"$f":"INDEX(WDWE_Ar,D1097)","v":"WD"},1,4,12,"L",67.22999999999999,99.722444180728999,51.358590509448,3.88079996628761,"R"]
[{"$f":"INDEX(Seas_Ar,C1098)","v":"Sum"},{"$f":"INDEX(WDWE_Ar,D1098)","v":"WD"},1,4,13,"L",65.989999999999995,88.95197816956339,51.178770202259997,3.88079996628761,"R"]
[{"$f":"INDEX(Seas_Ar,C1099)","v":"Sum"},{"$f":"INDEX(WDWE_Ar,D1099)","v":"WD"},1,4,14,"L",65.995000000000005,104.03233073768318,41.418539619169202,3.88079996628761,"R"]
[{"$f":"INDEX(Seas_Ar,C1100)","v":"Sum"},{"$f":"INDEX(WDWE_Ar,D1100)","v":"WD"},1,4,15,"L",60.730000000000004,108.52073330587216,51.178770202259997,10.0800001621246,"R"]
[{"$f":"INDEX(Seas_Ar,C1101)","v":"Sum"},{"$f":"INDEX(WDWE_Ar,D1101)","v":"WD"},1,4,16,"L",60.545000000000002,121.79042347432478,51.358590509448,10.0800001621246,"R"]
[{"$f":"INDEX(Seas_Ar,C1102)","v":"Sum"},{"$f":"INDEX(WDWE_Ar,D1102)","v":"WD"},1,4,17,"L",60.01,100.53001661250541,64.695242967853503,36.691202128219601,"R"]
[{"$f":"INDEX(Seas_Ar,C1103)","v":"Sum"},{"$f":"INDEX(WDWE_Ar,D1103)","v":"WD"},1,4,18,"L",59.584999999999994,94.77500044079342,72.217711845316899,36.691202128219601,"R"]
[{"$f":"INDEX(Seas_Ar,C1104)","v":"Sum"},{"$f":"INDEX(WDWE_Ar,D1104)","v":"WD"},1,4,19,"L",46.435000000000002,80.935759188877398,77.812110393061602,36.691202128219601,"R"]
[{"$f":"INDEX(Seas_Ar,C1105)","v":"Sum"},{"$f":"INDEX(WDWE_Ar,D1105)","v":"WD"},1,4,20,"L",51.58,79.932669220986682,73.056868197684196,46.176482126970299,"R"]
[{"$f":"INDEX(Seas_Ar,C1106)","v":"Sum"},{"$f":"INDEX(WDWE_Ar,D1106)","v":"WD"},1,4,21,"L",53.61,80.578727166407816,72.497430629439293,38.535840158376601,"R"]
[{"$f":"INDEX(Seas_Ar,C1107)","v":"Sum"},{"$f":"INDEX(WDWE_Ar,D1107)","v":"WD"},1,4,22,"L",58.605000000000004,87.353834830890037,72.497430629439293,38.535840158376601,"R"]
[{"$f":"INDEX(Seas_Ar,C1108)","v":"Sum"},{"$f":"INDEX(WDWE_Ar,D1108)","v":"WD"},1,4,23,"L",61.575000000000003,84.047038241826584,72.497430629439293,36.691202128219601,"R"]
[{"$f":"INDEX(Seas_Ar,C1109)","v":"Sum"},{"$f":"INDEX(WDWE_Ar,D1109)","v":"WD"},1,4,24,"L",56.594999999999999,79.626641773155612,54.335610090508403,36.691202128219601,"R"]
[{"$f":"INDEX(Seas_Ar,C1110)","v":"Sum"},{"$f":"INDEX(WDWE_Ar,D1110)","v":"WD"},1,5,1,"L",56.405000000000001,73.854624076564093,52.207738996038401,72.828001171350394,"R"]
[{"$f":"INDEX(Seas_Ar,C1111)","v":"Sum"},{"$f":"INDEX(WDWE_Ar,D1111)","v":"WD"},1,5,2,"L",40.9,75.945811636743059,52.207738996038401,72.828001171350394,"R"]
[{"$f":"INDEX(Seas_Ar,C1112)","v":"Sum"},{"$f":"INDEX(WDWE_Ar,D1112)","v":"WD"},1,5,3,"L",46.260000000000005,76.438855858248672,52.207738996038401,72.828001171350394,"R"]
[{"$f":"INDEX(Seas_Ar,C1113)","v":"Sum"},{"$f":"INDEX(WDWE_Ar,D1113)","v":"WD"},1,5,4,"L",56.36,76.430355095808906,52.207738996038401,72.828001171350394,"R"]
[{"$f":"INDEX(Seas_Ar,C1114)","v":"Sum"},{"$f":"INDEX(WDWE_Ar,D1114)","v":"WD"},1,5,5,"L",53.995000000000005,77.399442013940629,52.207738996038401,72.828001171350394,"R"]
[{"$f":"INDEX(Seas_Ar,C1115)","v":"Sum"},{"$f":"INDEX(WDWE_Ar,D1115)","v":"WD"},1,5,6,"L",57.245000000000005,77.237927527585356,40.509449759888597,72.828001171350394,"R"]
[{"$f":"INDEX(Seas_Ar,C1116)","v":"Sum"},{"$f":"INDEX(WDWE_Ar,D1116)","v":"WD"},1,5,7,"L",57.265000000000001,77.662965649572925,52.207738996038401,48.686400014019,"R"]
[{"$f":"INDEX(Seas_Ar,C1117)","v":"Sum"},{"$f":"INDEX(WDWE_Ar,D1117)","v":"WD"},1,5,8,"L",66.905000000000001,95.778090408684136,52.207738996038401,48.888000786304403,"R"]
[{"$f":"INDEX(Seas_Ar,C1118)","v":"Sum"},{"$f":"INDEX(WDWE_Ar,D1118)","v":"WD"},1,5,9,"L",66.08,113.02613739894062,61.418520334224603,32.558399754619501,"R"]
[{"$f":"INDEX(Seas_Ar,C1119)","v":"Sum"},{"$f":"INDEX(WDWE_Ar,D1119)","v":"WD"},1,5,10,"L",68.465000000000003,124.03462475841928,52.207738996038401,32.558399754619501,"R"]
[{"$f":"INDEX(Seas_Ar,C1120)","v":"Sum"},{"$f":"INDEX(WDWE_Ar,D1120)","v":"WD"},1,5,11,"L",73.31,100.41100593834889,52.207738996038401,30.996000498533199,"R"]
[{"$f":"INDEX(Seas_Ar,C1121)","v":"Sum"},{"$f":"INDEX(WDWE_Ar,D1121)","v":"WD"},1,5,12,"L",71.745000000000005,100.22398916467435,52.207738996038401,32.558399754619501,"R"]
[{"$f":"INDEX(Seas_Ar,C1122)","v":"Sum"},{"$f":"INDEX(WDWE_Ar,D1122)","v":"WD"},1,5,13,"L",64.31,103.00373848247321,52.207738996038401,30.996000498533199,"R"]
[{"$f":"INDEX(Seas_Ar,C1123)","v":"Sum"},{"$f":"INDEX(WDWE_Ar,D1123)","v":"WD"},1,5,14,"L",65.004999999999995,101.10806845840854,52.207738996038401,10.0800001621246,"R"]
[{"$f":"INDEX(Seas_Ar,C1124)","v":"Sum"},{"$f":"INDEX(WDWE_Ar,D1124)","v":"WD"},1,5,15,"L",65.010000000000005,100.13898154027683,52.207738996038401,32.558399754619501,"R"]
[{"$f":"INDEX(Seas_Ar,C1125)","v":"Sum"},{"$f":"INDEX(WDWE_Ar,D1125)","v":"WD"},1,5,16,"L",64.64500000000001,99.535427407054456,52.207738996038401,33.556321462564398,"R"]
[{"$f":"INDEX(Seas_Ar,C1126)","v":"Sum"},{"$f":"INDEX(WDWE_Ar,D1126)","v":"WD"},1,5,17,"L",62.129999999999995,99.152893097265618,61.418520334224603,51.145922514514901,"R"]
[{"$f":"INDEX(Seas_Ar,C1127)","v":"Sum"},{"$f":"INDEX(WDWE_Ar,D1127)","v":"WD"},1,5,18,"L",67.63,84.08954205402533,73.056868197684196,51.145922514514901,"R"]
[{"$f":"INDEX(Seas_Ar,C1128)","v":"Sum"},{"$f":"INDEX(WDWE_Ar,D1128)","v":"WD"},1,5,19,"L",62.150000000000006,82.423392615833976,72.497430629439293,51.145922514514901,"R"]
[{"$f":"INDEX(Seas_Ar,C1129)","v":"Sum"},{"$f":"INDEX(WDWE_Ar,D1129)","v":"WD"},1,5,20,"L",62.335000000000001,81.862342294810361,72.777149413561801,56.024642746791798,"R"]
[{"$f":"INDEX(Seas_Ar,C1130)","v":"Sum"},{"$f":"INDEX(WDWE_Ar,D1130)","v":"WD"},1,5,21,"L",58.094999999999999,80.884754614238886,66.463469637064904,56.024642746791798,"R"]
[{"$f":"INDEX(Seas_Ar,C1131)","v":"Sum"},{"$f":"INDEX(WDWE_Ar,D1131)","v":"WD"},1,5,22,"L",79.180000000000007,82.576406339749497,58.851090606007503,72.828001171350394,"R"]
[{"$f":"INDEX(Seas_Ar,C1132)","v":"Sum"},{"$f":"INDEX(WDWE_Ar,D1132)","v":"WD"},1,5,23,"L",88.115000000000009,80.476718017130793,53.266680381603202,53.413922550992901,"R"]
[{"$f":"INDEX(Seas_Ar,C1133)","v":"Sum"},{"$f":"INDEX(WDWE_Ar,D1133)","v":"WD"},1,5,24,"L",84.93,81.92184763188861,52.207738996038401,51.145922514514901,"R"]
[{"$f":"INDEX(Seas_Ar,C1134)","v":"Sum"},{"$f":"INDEX(WDWE_Ar,D1134)","v":"WE"},1,6,1,"L",84.949999999999989,77.722470986651203,9.9900001287460292,75.589919062452196,"R"]
[{"$f":"INDEX(Seas_Ar,C1135)","v":"Sum"},{"$f":"INDEX(WDWE_Ar,D1135)","v":"WE"},1,6,2,"L",82.83,78.326025119873577,9.9900001287460292,75.589919062452196,"R"]
[{"$f":"INDEX(Seas_Ar,C1136)","v":"Sum"},{"$f":"INDEX(WDWE_Ar,D1136)","v":"WE"},1,6,3,"L",81.83,78.632052567704648,9.9900001287460292,75.589919062452196,"R"]
[{"$f":"INDEX(Seas_Ar,C1137)","v":"Sum"},{"$f":"INDEX(WDWE_Ar,D1137)","v":"WE"},1,6,4,"L",81.83,78.113506058879778,9.9900001287460292,75.589919062452196,"R"]
[{"$f":"INDEX(Seas_Ar,C1138)","v":"Sum"},{"$f":"INDEX(WDWE_Ar,D1138)","v":"WE"},1,6,5,"L",81.490000000000009,78.657554855023903,9.9900001287460292,75.589919062452196,"R"]
[{"$f":"INDEX(Seas_Ar,C1139)","v":"Sum"},{"$f":"INDEX(WDWE_Ar,D1139)","v":"WE"},1,6,6,"L",77.78,81.411801885503507,9.9900001287460292,75.589919062452196,"R"]
[{"$f":"INDEX(Seas_Ar,C1140)","v":"Sum"},{"$f":"INDEX(WDWE_Ar,D1140)","v":"WE"},1,6,7,"L",70.564999999999998,85.177639646313565,61.7282117101335,35.743679652042303,"R"]
[{"$f":"INDEX(Seas_Ar,C1141)","v":"Sum"},{"$f":"INDEX(WDWE_Ar,D1141)","v":"WE"},1,6,8,"L",68.53,80.145188281980481,72.217711845316899,25.068961249151201,"R"]
[{"$f":"INDEX(Seas_Ar,C1142)","v":"Sum"},{"$f":"INDEX(WDWE_Ar,D1142)","v":"WE"},1,6,9,"L",67.944999999999993,82.848430737821573,72.217711845316899,17.388000279664901,"R"]
[{"$f":"INDEX(Seas_Ar,C1143)","v":"Sum"},{"$f":"INDEX(WDWE_Ar,D1143)","v":"WE"},1,6,10,"L",83.355000000000004,94.018432583655496,72.497430629439293,17.388000279664901,"R"]
[{"$f":"INDEX(Seas_Ar,C1144)","v":"Sum"},{"$f":"INDEX(WDWE_Ar,D1144)","v":"WE"},1,6,11,"L",81.61,94.579482904679111,66.503430552191702,17.388000279664901,"R"]
[{"$f":"INDEX(Seas_Ar,C1145)","v":"Sum"},{"$f":"INDEX(WDWE_Ar,D1145)","v":"WE"},1,6,12,"L",71.5,90.346103209682695,66.503430552191702,16.551360343112901,"R"]
[{"$f":"INDEX(Seas_Ar,C1146)","v":"Sum"},{"$f":"INDEX(WDWE_Ar,D1146)","v":"WE"},1,6,13,"L",69.064999999999998,82.610409389508519,61.7282117101335,17.388000279664901,"R"]
[{"$f":"INDEX(Seas_Ar,C1147)","v":"Sum"},{"$f":"INDEX(WDWE_Ar,D1147)","v":"WE"},1,6,14,"L",67.814999999999998,81.020766813274918,66.503430552191702,17.388000279664901,"R"]
[{"$f":"INDEX(Seas_Ar,C1148)","v":"Sum"},{"$f":"INDEX(WDWE_Ar,D1148)","v":"WE"},1,6,15,"L",65.995000000000005,80.459716492251303,61.388551553320802,17.388000279664901,"R"]
[{"$f":"INDEX(Seas_Ar,C1149)","v":"Sum"},{"$f":"INDEX(WDWE_Ar,D1149)","v":"WE"},1,6,16,"L",73.22,80.315203530775506,64.845094494137797,27.145440744218799,"R"]
[{"$f":"INDEX(Seas_Ar,C1150)","v":"Sum"},{"$f":"INDEX(WDWE_Ar,D1150)","v":"WE"},1,6,17,"L",74.09,82.94193912465883,72.217711845316899,34.020000547170604,"R"]
[{"$f":"INDEX(Seas_Ar,C1151)","v":"Sum"},{"$f":"INDEX(WDWE_Ar,D1151)","v":"WE"},1,6,18,"L",73.704999999999998,82.924937599779341,72.497430629439293,34.020000547170604,"R"]
[{"$f":"INDEX(Seas_Ar,C1152)","v":"Sum"},{"$f":"INDEX(WDWE_Ar,D1152)","v":"WE"},1,6,19,"L",68.025000000000006,91.366194702452916,79.770149503683996,34.020000547170604,"R"]
[{"$f":"INDEX(Seas_Ar,C1153)","v":"Sum"},{"$f":"INDEX(WDWE_Ar,D1153)","v":"WE"},1,6,20,"L",62.555,84.336064164778136,64.845094494137797,34.020000547170604,"R"]
[{"$f":"INDEX(Seas_Ar,C1154)","v":"Sum"},{"$f":"INDEX(WDWE_Ar,D1154)","v":"WE"},1,6,21,"L",65.174999999999997,81.819838482611587,72.497430629439293,34.020000547170604,"R"]
[{"$f":"INDEX(Seas_Ar,C1155)","v":"Sum"},{"$f":"INDEX(WDWE_Ar,D1155)","v":"WE"},1,6,22,"L",75.715000000000003,83.137456660773125,64.845094494137797,34.020000547170604,"R"]
[{"$f":"INDEX(Seas_Ar,C1156)","v":"Sum"},{"$f":"INDEX(WDWE_Ar,D1156)","v":"WE"},1,6,23,"L",82.73,81.819838482611587,52.647301440668102,34.020000547170604,"R"]
[{"$f":"INDEX(Seas_Ar,C1157)","v":"Sum"},{"$f":"INDEX(WDWE_Ar,D1157)","v":"WE"},1,6,24,"L",78.745000000000005,89.155996468117436,40.739219305543799,34.020000547170604,"R"]
[{"$f":"INDEX(Seas_Ar,C1158)","v":"Sum"},{"$f":"INDEX(WDWE_Ar,D1158)","v":"WE"},1,7,1,"L",72.699999999999989,89.751049838900059,9.8401505079031004,74.763359356775197,"R"]
[{"$f":"INDEX(Seas_Ar,C1159)","v":"Sum"},{"$f":"INDEX(WDWE_Ar,D1159)","v":"WE"},1,7,2,"L",69.22,82.652913201707264,9.8401505079031004,74.763359356775197,"R"]
[{"$f":"INDEX(Seas_Ar,C1160)","v":"Sum"},{"$f":"INDEX(WDWE_Ar,D1160)","v":"WE"},1,7,3,"L",73.02000000000001,78.683057142343159,1.74825002253055,74.763359356775197,"R"]
[{"$f":"INDEX(Seas_Ar,C1161)","v":"Sum"},{"$f":"INDEX(WDWE_Ar,D1161)","v":"WE"},1,7,4,"L",72.599999999999994,76.906397792435016,1.74825002253055,74.763359356775197,"R"]
[{"$f":"INDEX(Seas_Ar,C1162)","v":"Sum"},{"$f":"INDEX(WDWE_Ar,D1162)","v":"WE"},1,7,5,"L",51.314999999999998,71.108877808524255,9.8401505079031004,74.763359356775197,"R"]
[{"$f":"INDEX(Seas_Ar,C1163)","v":"Sum"},{"$f":"INDEX(WDWE_Ar,D1163)","v":"WE"},1,7,6,"L",73.180000000000007,78.079503009120771,9.8401505079031004,74.763359356775197,"R"]
[{"$f":"INDEX(Seas_Ar,C1164)","v":"Sum"},{"$f":"INDEX(WDWE_Ar,D1164)","v":"WE"},1,7,7,"L",68.06,80.417212680052529,9.9900001287460292,27.891360525503099,"R"]
[{"$f":"INDEX(Seas_Ar,C1165)","v":"Sum"},{"$f":"INDEX(WDWE_Ar,D1165)","v":"WE"},1,7,8,"L",64.05,70.700841211416162,30.959010170330998,13.7390403363323,"R"]
[{"$f":"INDEX(Seas_Ar,C1166)","v":"Sum"},{"$f":"INDEX(WDWE_Ar,D1166)","v":"WE"},1,7,9,"L",65.015000000000001,75.401762840598934,30.959010170330998,13.7390403363323,"R"]
[{"$f":"INDEX(Seas_Ar,C1167)","v":"Sum"},{"$f":"INDEX(WDWE_Ar,D1167)","v":"WE"},1,7,10,"L",74.784999999999997,75.792797912827524,11.748240380058199,13.7390403363323,"R"]
[{"$f":"INDEX(Seas_Ar,C1168)","v":"Sum"},{"$f":"INDEX(WDWE_Ar,D1168)","v":"WE"},1,7,11,"L",78.765000000000001,82.890934550020319,9.9900001287460292,10.0800001621246,"R"]
[{"$f":"INDEX(Seas_Ar,C1169)","v":"Sum"},{"$f":"INDEX(WDWE_Ar,D1169)","v":"WE"},1,7,12,"L",72.849999999999994,82.117365168002891,9.9900001287460292,10.0800001621246,"R"]
[{"$f":"INDEX(Seas_Ar,C1170)","v":"Sum"},{"$f":"INDEX(WDWE_Ar,D1170)","v":"WE"},1,7,13,"L",78.064999999999998,76.039320023580316,9.9900001287460292,10.0800001621246,"R"]
[{"$f":"INDEX(Seas_Ar,C1171)","v":"Sum"},{"$f":"INDEX(WDWE_Ar,D1171)","v":"WE"},1,7,14,"L",77.175000000000011,76.013817736261061,9.9900001287460292,10.0800001621246,"R"]
[{"$f":"INDEX(Seas_Ar,C1172)","v":"Sum"},{"$f":"INDEX(WDWE_Ar,D1172)","v":"WE"},1,7,15,"L",76.569999999999993,76.540865007525682,9.9900001287460292,13.7390403363323,"R"]
[{"$f":"INDEX(Seas_Ar,C1173)","v":"Sum"},{"$f":"INDEX(WDWE_Ar,D1173)","v":"WE"},1,7,16,"L",77.78,77.263429814904597,9.9900001287460292,22.538880977744999,"R"]
[{"$f":"INDEX(Seas_Ar,C1174)","v":"Sum"},{"$f":"INDEX(WDWE_Ar,D1174)","v":"WE"},1,7,17,"L",78.935000000000002,78.258019020355562,34.105859829797701,29.3025601636791,"R"]
[{"$f":"INDEX(Seas_Ar,C1175)","v":"Sum"},{"$f":"INDEX(WDWE_Ar,D1175)","v":"WE"},1,7,18,"L",79.094999999999999,76.217836034815107,51.678270208697299,29.3025601636791,"R"]
[{"$f":"INDEX(Seas_Ar,C1176)","v":"Sum"},{"$f":"INDEX(WDWE_Ar,D1176)","v":"WE"},1,7,19,"L",76.819999999999993,76.166831460176596,55.963981178541097,29.3025601636791,"R"]
[{"$f":"INDEX(Seas_Ar,C1177)","v":"Sum"},{"$f":"INDEX(WDWE_Ar,D1177)","v":"WE"},1,7,20,"L",76.284999999999997,75.418764365478438,34.105859829797701,29.3025601636791,"R"]
[{"$f":"INDEX(Seas_Ar,C1178)","v":"Sum"},{"$f":"INDEX(WDWE_Ar,D1178)","v":"WE"},1,7,21,"L",65.335000000000008,76.999906179272301,34.105859829797701,29.3025601636791,"R"]
[{"$f":"INDEX(Seas_Ar,C1179)","v":"Sum"},{"$f":"INDEX(WDWE_Ar,D1179)","v":"WE"},1,7,22,"L",53.225000000000001,85.39015870730735,34.105859829797701,29.3025601636791,"R"]
[{"$f":"INDEX(Seas_Ar,C1180)","v":"Sum"},{"$f":"INDEX(WDWE_Ar,D1180)","v":"WE"},1,7,23,"L",37.995000000000005,86.002213602969491,9.9900001287460292,29.3025601636791,"R"]
[{"$f":"INDEX(Seas_Ar,C1181)","v":"Sum"},{"$f":"INDEX(WDWE_Ar,D1181)","v":"WE"},1,7,24,"L",69.58,90.125083386249159,9.9900001287460292,29.3025601636791,"R"]
[{"$f":"INDEX(Seas_Ar,C1182)","v":"Sum"},{"$f":"INDEX(WDWE_Ar,D1182)","v":"WD"},1,1,1,"L",26.41,60.418600824706687,52.127820976667401,73.493284873457,"R"]
[{"$f":"INDEX(Seas_Ar,C1183)","v":"Sum"},{"$f":"INDEX(WDWE_Ar,D1183)","v":"WD"},1,1,2,"L",27.119999999999997,45.386375686114242,52.127820976667401,73.493284873457,"R"]
[{"$f":"INDEX(Seas_Ar,C1184)","v":"Sum"},{"$f":"INDEX(WDWE_Ar,D1184)","v":"WD"},1,1,3,"L",27.060000000000002,53.452918769050576,52.127820976667401,73.493284873457,"R"]
[{"$f":"INDEX(Seas_Ar,C1185)","v":"Sum"},{"$f":"INDEX(WDWE_Ar,D1185)","v":"WD"},1,1,4,"L",26.92,53.485107687976893,52.127820976667401,73.493284873457,"R"]
[{"$f":"INDEX(Seas_Ar,C1186)","v":"Sum"},{"$f":"INDEX(WDWE_Ar,D1186)","v":"WD"},1,1,5,"L",31.155000000000001,64.538782447275921,52.127820976667401,73.493284873457,"R"]
[{"$f":"INDEX(Seas_Ar,C1187)","v":"Sum"},{"$f":"INDEX(WDWE_Ar,D1187)","v":"WD"},1,1,6,"L",39.644999999999996,69.849954070119082,52.127820976667401,73.493284873457,"R"]
[{"$f":"INDEX(Seas_Ar,C1188)","v":"Sum"},{"$f":"INDEX(WDWE_Ar,D1188)","v":"WD"},1,1,7,"L",49.55,72.032362773323726,57.762180439538902,37.316161061611098,"R"]
[{"$f":"INDEX(Seas_Ar,C1189)","v":"Sum"},{"$f":"INDEX(WDWE_Ar,D1189)","v":"WD"},1,1,8,"L",53.11,73.107472665462879,57.762180439538902,37.316161061611098,"R"]
[{"$f":"INDEX(Seas_Ar,C1190)","v":"Sum"},{"$f":"INDEX(WDWE_Ar,D1190)","v":"WD"},1,1,9,"L",55.629999999999995,78.405768720735509,61.328610180630598,14.3337604997062,"R"]
[{"$f":"INDEX(Seas_Ar,C1191)","v":"Sum"},{"$f":"INDEX(WDWE_Ar,D1191)","v":"WD"},1,1,10,"L",58.62,80.246974883321144,52.127820976667401,10.0800001621246,"R"]
[{"$f":"INDEX(Seas_Ar,C1192)","v":"Sum"},{"$f":"INDEX(WDWE_Ar,D1192)","v":"WD"},1,1,11,"L",72,90.077470723419935,10.6593302135896,10.0800001621246,"R"]
[{"$f":"INDEX(Seas_Ar,C1193)","v":"Sum"},{"$f":"INDEX(WDWE_Ar,D1193)","v":"WD"},1,1,12,"L",72.635000000000005,84.161147424761921,10.6593302135896,10.0800001621246,"R"]
[{"$f":"INDEX(Seas_Ar,C1194)","v":"Sum"},{"$f":"INDEX(WDWE_Ar,D1194)","v":"WD"},1,1,13,"L",64.034999999999997,83.897198289566063,10.6593302135896,10.0800001621246,"R"]
[{"$f":"INDEX(Seas_Ar,C1195)","v":"Sum"},{"$f":"INDEX(WDWE_Ar,D1195)","v":"WD"},1,1,14,"L",63.895000000000003,84.283465316681941,10.6593302135896,10.0800001621246,"R"]
[{"$f":"INDEX(Seas_Ar,C1196)","v":"Sum"},{"$f":"INDEX(WDWE_Ar,D1196)","v":"WD"},1,1,15,"L",61.78,87.708366290442626,10.6593302135896,10.0800001621246,"R"]
[{"$f":"INDEX(Seas_Ar,C1197)","v":"Sum"},{"$f":"INDEX(WDWE_Ar,D1197)","v":"WD"},1,1,16,"L",71.534999999999997,89.401503425967164,10.6593302135896,10.0800001621246,"R"]
[{"$f":"INDEX(Seas_Ar,C1198)","v":"Sum"},{"$f":"INDEX(WDWE_Ar,D1198)","v":"WD"},1,1,17,"L",63.480000000000004,84.328529803178796,52.127820976667401,20.684160794105502,"R"]
[{"$f":"INDEX(Seas_Ar,C1199)","v":"Sum"},{"$f":"INDEX(WDWE_Ar,D1199)","v":"WD"},1,1,18,"L",57.715000000000003,86.736260938867701,52.127820976667401,20.684160794105502,"R"]
[{"$f":"INDEX(Seas_Ar,C1200)","v":"Sum"},{"$f":"INDEX(WDWE_Ar,D1200)","v":"WD"},1,1,19,"L",73.545000000000002,83.227668775898564,52.127820976667401,20.684160794105502,"R"]
[{"$f":"INDEX(Seas_Ar,C1201)","v":"Sum"},{"$f":"INDEX(WDWE_Ar,D1201)","v":"WD"},1,1,20,"L",73.775000000000006,76.146106612107701,52.127820976667401,20.684160794105502,"R"]
[{"$f":"INDEX(Seas_Ar,C1202)","v":"Sum"},{"$f":"INDEX(WDWE_Ar,D1202)","v":"WD"},1,1,21,"L",73.53,71.877855962477383,54.9849616232299,20.684160794105502,"R"]
[{"$f":"INDEX(Seas_Ar,C1203)","v":"Sum"},{"$f":"INDEX(WDWE_Ar,D1203)","v":"WD"},1,1,22,"L",67.8,84.05170510041242,52.127820976667401,20.684160794105502,"R"]
[{"$f":"INDEX(Seas_Ar,C1204)","v":"Sum"},{"$f":"INDEX(WDWE_Ar,D1204)","v":"WD"},1,1,23,"L",61.064999999999998,80.871439910491787,52.127820976667401,20.684160794105502,"R"]
[{"$f":"INDEX(Seas_Ar,C1205)","v":"Sum"},{"$f":"INDEX(WDWE_Ar,D1205)","v":"WD"},1,1,24,"L",53.03,76.442244666229868,52.127820976667401,20.684160794105502,"R"]
[{"$f":"INDEX(Seas_Ar,C1206)","v":"Sum"},{"$f":"INDEX(WDWE_Ar,D1206)","v":"WD"},1,2,1,"L",50.95,68.337074880581937,12.3276603113079,56.2766427508449,"R"]
[{"$f":"INDEX(Seas_Ar,C1207)","v":"Sum"},{"$f":"INDEX(WDWE_Ar,D1207)","v":"WD"},1,2,2,"L",51.25,65.066680717667609,12.3276603113079,56.2766427508449,"R"]
[{"$f":"INDEX(Seas_Ar,C1208)","v":"Sum"},{"$f":"INDEX(WDWE_Ar,D1208)","v":"WD"},1,2,3,"L",50.765000000000001,63.425045852425185,12.3276603113079,56.2766427508449,"R"]
[{"$f":"INDEX(Seas_Ar,C1209)","v":"Sum"},{"$f":"INDEX(WDWE_Ar,D1209)","v":"WD"},1,2,4,"L",51.16,65.111745204164464,9.9900001287460292,56.2766427508449,"R"]
[{"$f":"INDEX(Seas_Ar,C1210)","v":"Sum"},{"$f":"INDEX(WDWE_Ar,D1210)","v":"WD"},1,2,5,"L",51.765000000000001,67.410034015503868,12.3276603113079,56.2766427508449,"R"]
[{"$f":"INDEX(Seas_Ar,C1211)","v":"Sum"},{"$f":"INDEX(WDWE_Ar,D1211)","v":"WD"},1,2,6,"L",53.015000000000001,68.749093042838865,12.3276603113079,56.2766427508449,"R"]
[{"$f":"INDEX(Seas_Ar,C1212)","v":"Sum"},{"$f":"INDEX(WDWE_Ar,D1212)","v":"WD"},1,2,7,"L",73.72999999999999,71.034506286607737,52.4974499143838,19.192321231536798,"R"]
[{"$f":"INDEX(Seas_Ar,C1213)","v":"Sum"},{"$f":"INDEX(WDWE_Ar,D1213)","v":"WD"},1,2,8,"L",91.32,74.99374331454537,52.4974499143838,22.569119747762599,"R"]
[{"$f":"INDEX(Seas_Ar,C1214)","v":"Sum"},{"$f":"INDEX(WDWE_Ar,D1214)","v":"WD"},1,2,9,"L",100.43,80.684744180719122,52.4974499143838,10.0800001621246,"R"]
[{"$f":"INDEX(Seas_Ar,C1215)","v":"Sum"},{"$f":"INDEX(WDWE_Ar,D1215)","v":"WD"},1,2,10,"L",80.545000000000002,78.244824126103893,52.4974499143838,10.0800001621246,"R"]
[{"$f":"INDEX(Seas_Ar,C1216)","v":"Sum"},{"$f":"INDEX(WDWE_Ar,D1216)","v":"WD"},1,2,11,"L",73.92,82.352130181102609,44.625328745884801,10.0800001621246,"R"]
[{"$f":"INDEX(Seas_Ar,C1217)","v":"Sum"},{"$f":"INDEX(WDWE_Ar,D1217)","v":"WD"},1,2,12,"L",88.36,89.182618777268175,52.4974499143838,10.0800001621246,"R"]
[{"$f":"INDEX(Seas_Ar,C1218)","v":"Sum"},{"$f":"INDEX(WDWE_Ar,D1218)","v":"WD"},1,2,13,"L",87.585000000000008,103.07535618586883,44.625328745884801,10.0800001621246,"R"]
[{"$f":"INDEX(Seas_Ar,C1219)","v":"Sum"},{"$f":"INDEX(WDWE_Ar,D1219)","v":"WD"},1,2,14,"L",95.34,96.592507914107543,44.625328745884801,10.0800001621246,"R"]
[{"$f":"INDEX(Seas_Ar,C1220)","v":"Sum"},{"$f":"INDEX(WDWE_Ar,D1220)","v":"WD"},1,2,15,"L",92.759999999999991,91.313525210190676,44.625328745884801,10.0800001621246,"R"]
[{"$f":"INDEX(Seas_Ar,C1221)","v":"Sum"},{"$f":"INDEX(WDWE_Ar,D1221)","v":"WD"},1,2,16,"L",102.63499999999999,104.24703283478695,52.4974499143838,10.0800001621246,"R"]
[{"$f":"INDEX(Seas_Ar,C1222)","v":"Sum"},{"$f":"INDEX(WDWE_Ar,D1222)","v":"WD"},1,2,17,"L",96.794999999999987,108.19983207893929,52.4974499143838,56.2766427508449,"R"]
[{"$f":"INDEX(Seas_Ar,C1223)","v":"Sum"},{"$f":"INDEX(WDWE_Ar,D1223)","v":"WD"},1,2,18,"L",81.849999999999994,100.73200288803255,52.4974499143838,56.2766427508449,"R"]
[{"$f":"INDEX(Seas_Ar,C1224)","v":"Sum"},{"$f":"INDEX(WDWE_Ar,D1224)","v":"WD"},1,2,19,"L",76.31,90.476613318106331,52.4974499143838,56.2766427508449,"R"]
[{"$f":"INDEX(Seas_Ar,C1225)","v":"Sum"},{"$f":"INDEX(WDWE_Ar,D1225)","v":"WD"},1,2,20,"L",62.585000000000008,89.961590615285175,52.4974499143838,56.2766427508449,"R"]
[{"$f":"INDEX(Seas_Ar,C1226)","v":"Sum"},{"$f":"INDEX(WDWE_Ar,D1226)","v":"WD"},1,2,21,"L",61.515000000000001,95.38220456247781,57.8021413546657,56.2766427508449,"R"]
[{"$f":"INDEX(Seas_Ar,C1227)","v":"Sum"},{"$f":"INDEX(WDWE_Ar,D1227)","v":"WD"},1,2,22,"L",63.290000000000006,97.15259510342554,52.4974499143838,56.2766427508449,"R"]
[{"$f":"INDEX(Seas_Ar,C1228)","v":"Sum"},{"$f":"INDEX(WDWE_Ar,D1228)","v":"WD"},1,2,23,"L",61.019999999999996,77.910059369270158,52.4974499143838,56.2766427508449,"R"]
[{"$f":"INDEX(Seas_Ar,C1229)","v":"Sum"},{"$f":"INDEX(WDWE_Ar,D1229)","v":"WD"},1,2,24,"L",55.18,73.596744233142971,16.023961121120401,56.2766427508449,"R"]
[{"$f":"INDEX(Seas_Ar,C1230)","v":"Sum"},{"$f":"INDEX(WDWE_Ar,D1230)","v":"WD"},2,3,1,"L",52.849999999999994,61.435770662778474,10.959030407996099,56.054881516809402,"R"]
[{"$f":"INDEX(Seas_Ar,C1231)","v":"Sum"},{"$f":"INDEX(WDWE_Ar,D1231)","v":"WD"},2,3,2,"L",53.18,71.613906827281539,10.959030407996099,56.054881516809402,"R"]
[{"$f":"INDEX(Seas_Ar,C1232)","v":"Sum"},{"$f":"INDEX(WDWE_Ar,D1232)","v":"WD"},2,3,3,"L",50.83,69.328493583512667,10.6293604799652,56.054881516809402,"R"]
[{"$f":"INDEX(Seas_Ar,C1233)","v":"Sum"},{"$f":"INDEX(WDWE_Ar,D1233)","v":"WD"},2,3,4,"L",50.344999999999999,65.292003150151871,9.9900001287460292,56.054881516809402,"R"]
[{"$f":"INDEX(Seas_Ar,C1234)","v":"Sum"},{"$f":"INDEX(WDWE_Ar,D1234)","v":"WD"},2,3,5,"L",51.47,72.920776935690228,10.959030407996099,56.054881516809402,"R"]
[{"$f":"INDEX(Seas_Ar,C1235)","v":"Sum"},{"$f":"INDEX(WDWE_Ar,D1235)","v":"WD"},2,3,6,"L",57.64,69.895018556615923,10.959030407996099,56.054881516809402,"R"]
[{"$f":"INDEX(Seas_Ar,C1236)","v":"Sum"},{"$f":"INDEX(WDWE_Ar,D1236)","v":"WD"},2,3,7,"L",52.664999999999999,75.431512611943347,21.5883908879613,21.661920117692901,"R"]
[{"$f":"INDEX(Seas_Ar,C1237)","v":"Sum"},{"$f":"INDEX(WDWE_Ar,D1237)","v":"WD"},2,3,8,"L",59.160000000000004,92.015243642784526,52.827121747856097,25.4822411019897,"R"]
[{"$f":"INDEX(Seas_Ar,C1238)","v":"Sum"},{"$f":"INDEX(WDWE_Ar,D1238)","v":"WD"},2,3,9,"L",65.81,101.35646791520321,52.827121747856097,10.0800001621246,"R"]
[{"$f":"INDEX(Seas_Ar,C1239)","v":"Sum"},{"$f":"INDEX(WDWE_Ar,D1239)","v":"WD"},2,3,10,"L",65.314999999999998,101.87149061802437,52.827121747856097,10.0800001621246,"R"]
[{"$f":"INDEX(Seas_Ar,C1240)","v":"Sum"},{"$f":"INDEX(WDWE_Ar,D1240)","v":"WD"},2,3,11,"L",63.82,102.61183575332977,44.905051340889898,10.0800001621246,"R"]
[{"$f":"INDEX(Seas_Ar,C1241)","v":"Sum"},{"$f":"INDEX(WDWE_Ar,D1241)","v":"WD"},2,3,12,"L",63.96,106.4101281866358,52.827121747856097,10.0800001621246,"R"]
[{"$f":"INDEX(Seas_Ar,C1242)","v":"Sum"},{"$f":"INDEX(WDWE_Ar,D1242)","v":"WD"},2,3,13,"L",62.930000000000007,100.19766683385561,52.827121747856097,10.0800001621246,"R"]
[{"$f":"INDEX(Seas_Ar,C1243)","v":"Sum"},{"$f":"INDEX(WDWE_Ar,D1243)","v":"WD"},2,3,14,"L",84.004999999999995,98.877921157876401,44.905051340889898,10.0800001621246,"R"]
[{"$f":"INDEX(Seas_Ar,C1244)","v":"Sum"},{"$f":"INDEX(WDWE_Ar,D1244)","v":"WD"},2,3,15,"L",80.490000000000009,89.304936669188194,44.905051340889898,10.0800001621246,"R"]
[{"$f":"INDEX(Seas_Ar,C1245)","v":"Sum"},{"$f":"INDEX(WDWE_Ar,D1245)","v":"WD"},2,3,16,"L",77.775000000000006,109.57108002520062,52.827121747856097,10.0800001621246,"R"]
[{"$f":"INDEX(Seas_Ar,C1246)","v":"Sum"},{"$f":"INDEX(WDWE_Ar,D1246)","v":"WD"},2,3,17,"L",77.594999999999999,114.74705818855324,52.827121747856097,36.993601364040302,"R"]
[{"$f":"INDEX(Seas_Ar,C1247)","v":"Sum"},{"$f":"INDEX(WDWE_Ar,D1247)","v":"WD"},2,3,18,"L",75.960000000000008,106.04317451087572,52.827121747856097,36.993601364040302,"R"]
[{"$f":"INDEX(Seas_Ar,C1248)","v":"Sum"},{"$f":"INDEX(WDWE_Ar,D1248)","v":"WD"},2,3,19,"L",70.454999999999998,98.362898455055259,52.827121747856097,36.993601364040302,"R"]
[{"$f":"INDEX(Seas_Ar,C1249)","v":"Sum"},{"$f":"INDEX(WDWE_Ar,D1249)","v":"WD"},2,3,20,"L",69.045000000000002,99.972344401371359,52.827121747856097,36.993601364040302,"R"]
[{"$f":"INDEX(Seas_Ar,C1250)","v":"Sum"},{"$f":"INDEX(WDWE_Ar,D1250)","v":"WD"},2,3,21,"L",63.695,98.88435894166166,55.054891319260598,36.993601364040302,"R"]
[{"$f":"INDEX(Seas_Ar,C1251)","v":"Sum"},{"$f":"INDEX(WDWE_Ar,D1251)","v":"WD"},2,3,22,"L",74.064999999999998,94.120398940565977,52.827121747856097,56.054881516809402,"R"]
[{"$f":"INDEX(Seas_Ar,C1252)","v":"Sum"},{"$f":"INDEX(WDWE_Ar,D1252)","v":"WD"},2,3,23,"L",62.8,83.523806830020746,22.67730105443,36.993601364040302,"R"]
[{"$f":"INDEX(Seas_Ar,C1253)","v":"Sum"},{"$f":"INDEX(WDWE_Ar,D1253)","v":"WD"},2,3,24,"L",61.814999999999998,60.631047689620424,10.6293604799652,36.993601364040302,"R"]
[{"$f":"INDEX(Seas_Ar,C1254)","v":"Sum"},{"$f":"INDEX(WDWE_Ar,D1254)","v":"WD"},2,4,1,"L",68.47,47.253332983840934,9.9900001287460292,56.669762141933397,"R"]
[{"$f":"INDEX(Seas_Ar,C1255)","v":"Sum"},{"$f":"INDEX(WDWE_Ar,D1255)","v":"WD"},2,4,2,"L",65.655000000000001,29.233976168885782,9.9900001287460292,56.669762141933397,"R"]
[{"$f":"INDEX(Seas_Ar,C1256)","v":"Sum"},{"$f":"INDEX(WDWE_Ar,D1256)","v":"WD"},2,4,3,"L",66.83,43.55160730731388,9.9900001287460292,56.669762141933397,"R"]
[{"$f":"INDEX(Seas_Ar,C1257)","v":"Sum"},{"$f":"INDEX(WDWE_Ar,D1257)","v":"WD"},2,4,4,"L",68.944999999999993,51.940039579513439,9.9900001287460292,56.669762141933397,"R"]
[{"$f":"INDEX(Seas_Ar,C1258)","v":"Sum"},{"$f":"INDEX(WDWE_Ar,D1258)","v":"WD"},2,4,5,"L",65.215000000000003,54.457213039551831,9.9900001287460292,56.669762141933397,"R"]
[{"$f":"INDEX(Seas_Ar,C1259)","v":"Sum"},{"$f":"INDEX(WDWE_Ar,D1259)","v":"WD"},2,4,6,"L",73.515000000000001,63.592428230842053,20.549429959959902,56.669762141933397,"R"]
[{"$f":"INDEX(Seas_Ar,C1260)","v":"Sum"},{"$f":"INDEX(WDWE_Ar,D1260)","v":"WD"},2,4,7,"L",78.47,91.500220939963356,39.640320815734803,56.327041982612599,"R"]
[{"$f":"INDEX(Seas_Ar,C1261)","v":"Sum"},{"$f":"INDEX(WDWE_Ar,D1261)","v":"WD"},2,4,8,"L",86.795000000000002,106.81570856510746,40.469488844761798,56.327041982612599,"R"]
[{"$f":"INDEX(Seas_Ar,C1262)","v":"Sum"},{"$f":"INDEX(WDWE_Ar,D1262)","v":"WD"},2,4,9,"L",96.085000000000008,109.55176667384484,40.469488844761798,56.327041982612599,"R"]
[{"$f":"INDEX(Seas_Ar,C1263)","v":"Sum"},{"$f":"INDEX(WDWE_Ar,D1263)","v":"WD"},2,4,10,"L",93.984999999999999,120.08398094653744,40.469488844761798,56.327041982612599,"R"]
[{"$f":"INDEX(Seas_Ar,C1264)","v":"Sum"},{"$f":"INDEX(WDWE_Ar,D1264)","v":"WD"},2,4,11,"L",118.23,127.8930126780632,40.469488844761798,56.327041982612599,"R"]
[{"$f":"INDEX(Seas_Ar,C1265)","v":"Sum"},{"$f":"INDEX(WDWE_Ar,D1265)","v":"WD"},2,4,12,"L",97.37,261.99204892512131,40.469488844761798,37.175041674575802,"R"]
[{"$f":"INDEX(Seas_Ar,C1266)","v":"Sum"},{"$f":"INDEX(WDWE_Ar,D1266)","v":"WD"},2,4,13,"L",97.305000000000007,113.56250597206457,39.640320815734803,47.880000770092003,"R"]
[{"$f":"INDEX(Seas_Ar,C1267)","v":"Sum"},{"$f":"INDEX(WDWE_Ar,D1267)","v":"WD"},2,4,14,"L",63.01,113.865081809972,39.640320815734803,47.880000770092003,"R"]
[{"$f":"INDEX(Seas_Ar,C1268)","v":"Sum"},{"$f":"INDEX(WDWE_Ar,D1268)","v":"WD"},2,4,15,"L",69.424999999999997,119.09256224360672,39.640320815734803,56.327041982612599,"R"]
[{"$f":"INDEX(Seas_Ar,C1269)","v":"Sum"},{"$f":"INDEX(WDWE_Ar,D1269)","v":"WD"},2,4,16,"L",67.465000000000003,98.118262671215192,39.640320815734803,56.327041982612599,"R"]
[{"$f":"INDEX(Seas_Ar,C1270)","v":"Sum"},{"$f":"INDEX(WDWE_Ar,D1270)","v":"WD"},2,4,17,"L",73.569999999999993,64.384275636429578,39.640320815734803,56.327041982612599,"R"]
[{"$f":"INDEX(Seas_Ar,C1271)","v":"Sum"},{"$f":"INDEX(WDWE_Ar,D1271)","v":"WD"},2,4,18,"L",86.254999999999995,64.223331041797962,40.469488844761798,56.327041982612599,"R"]
[{"$f":"INDEX(Seas_Ar,C1272)","v":"Sum"},{"$f":"INDEX(WDWE_Ar,D1272)","v":"WD"},2,4,19,"L",63.215000000000003,67.738360988552344,40.469488844761798,56.327041982612599,"R"]
[{"$f":"INDEX(Seas_Ar,C1273)","v":"Sum"},{"$f":"INDEX(WDWE_Ar,D1273)","v":"WD"},2,4,20,"L",60.055,65.169685258231837,39.640320815734803,56.327041982612599,"R"]
[{"$f":"INDEX(Seas_Ar,C1274)","v":"Sum"},{"$f":"INDEX(WDWE_Ar,D1274)","v":"WD"},2,4,21,"L",78.775000000000006,64.834920501398088,40.469488844761798,56.327041982612599,"R"]
[{"$f":"INDEX(Seas_Ar,C1275)","v":"Sum"},{"$f":"INDEX(WDWE_Ar,D1275)","v":"WD"},2,4,22,"L",70.94,65.111745204164464,39.640320815734803,56.327041982612599,"R"]
[{"$f":"INDEX(Seas_Ar,C1276)","v":"Sum"},{"$f":"INDEX(WDWE_Ar,D1276)","v":"WD"},2,4,23,"L",64.349999999999994,65.246938663655015,39.640320815734803,56.327041982612599,"R"]
[{"$f":"INDEX(Seas_Ar,C1277)","v":"Sum"},{"$f":"INDEX(WDWE_Ar,D1277)","v":"WD"},2,4,24,"L",46.594999999999999,63.643930501124167,39.640320815734803,56.327041982612599,"R"]
[{"$f":"INDEX(Seas_Ar,C1278)","v":"Sum"},{"$f":"INDEX(WDWE_Ar,D1278)","v":"WD"},2,5,1,"L",29.865000000000002,60.167527257081375,25.594381168241501,37.658881220932003,"R"]
[{"$f":"INDEX(Seas_Ar,C1279)","v":"Sum"},{"$f":"INDEX(WDWE_Ar,D1279)","v":"WD"},2,5,2,"L",21.605,59.922891473241329,25.594381168241501,37.658881220932003,"R"]
[{"$f":"INDEX(Seas_Ar,C1280)","v":"Sum"},{"$f":"INDEX(WDWE_Ar,D1280)","v":"WD"},2,5,3,"L",26.975000000000001,61.126757041085767,10.139849749588899,37.658881220932003,"R"]
[{"$f":"INDEX(Seas_Ar,C1281)","v":"Sum"},{"$f":"INDEX(WDWE_Ar,D1281)","v":"WD"},2,5,4,"L",24.98,60.573107635553036,25.594381168241501,37.658881220932003,"R"]
[{"$f":"INDEX(Seas_Ar,C1282)","v":"Sum"},{"$f":"INDEX(WDWE_Ar,D1282)","v":"WD"},2,5,5,"L",25.105,60.643923257190934,25.594381168241501,37.658881220932003,"R"]
[{"$f":"INDEX(Seas_Ar,C1283)","v":"Sum"},{"$f":"INDEX(WDWE_Ar,D1283)","v":"WD"},2,5,6,"L",26.954999999999998,59.388555419064382,25.594381168241501,37.658881220932003,"R"]
[{"$f":"INDEX(Seas_Ar,C1284)","v":"Sum"},{"$f":"INDEX(WDWE_Ar,D1284)","v":"WD"},2,5,7,"L",53.55,73.809191098056715,54.195750698447199,10.0800001621246,"R"]
[{"$f":"INDEX(Seas_Ar,C1285)","v":"Sum"},{"$f":"INDEX(WDWE_Ar,D1285)","v":"WD"},2,5,8,"L",81.944999999999993,81.631098397152996,63.226711729445398,10.0800001621246,"R"]
[{"$f":"INDEX(Seas_Ar,C1286)","v":"Sum"},{"$f":"INDEX(WDWE_Ar,D1286)","v":"WD"},2,5,9,"L",85.275000000000006,94.204090129774414,56.9330124105119,10.0800001621246,"R"]
[{"$f":"INDEX(Seas_Ar,C1287)","v":"Sum"},{"$f":"INDEX(WDWE_Ar,D1287)","v":"WD"},2,5,10,"L",79.38,97.081779481787635,63.226711729445398,10.0800001621246,"R"]
[{"$f":"INDEX(Seas_Ar,C1288)","v":"Sum"},{"$f":"INDEX(WDWE_Ar,D1288)","v":"WD"},2,5,11,"L",78.674999999999997,108.25777213300668,63.226711729445398,10.0800001621246,"R"]
[{"$f":"INDEX(Seas_Ar,C1289)","v":"Sum"},{"$f":"INDEX(WDWE_Ar,D1289)","v":"WD"},2,5,12,"L",79.960000000000008,109.86721807932278,54.195750698447199,10.0800001621246,"R"]
[{"$f":"INDEX(Seas_Ar,C1290)","v":"Sum"},{"$f":"INDEX(WDWE_Ar,D1290)","v":"WD"},2,5,13,"L",75.88,113.22774121523082,54.195750698447199,10.0800001621246,"R"]
[{"$f":"INDEX(Seas_Ar,C1291)","v":"Sum"},{"$f":"INDEX(WDWE_Ar,D1291)","v":"WD"},2,5,14,"L",75.81,114.83074937776166,54.195750698447199,10.0800001621246,"R"]
[{"$f":"INDEX(Seas_Ar,C1292)","v":"Sum"},{"$f":"INDEX(WDWE_Ar,D1292)","v":"WD"},2,5,15,"L",74.034999999999997,113.87795737754251,54.195750698447199,10.0800001621246,"R"]
[{"$f":"INDEX(Seas_Ar,C1293)","v":"Sum"},{"$f":"INDEX(WDWE_Ar,D1293)","v":"WD"},2,5,16,"L",70.330000000000013,106.85433526781902,59.710231226820902,10.0800001621246,"R"]
[{"$f":"INDEX(Seas_Ar,C1294)","v":"Sum"},{"$f":"INDEX(WDWE_Ar,D1294)","v":"WD"},2,5,17,"L",70.935000000000002,100.07534894193559,60.289649252629196,11.8540804213714,"R"]
[{"$f":"INDEX(Seas_Ar,C1295)","v":"Sum"},{"$f":"INDEX(WDWE_Ar,D1295)","v":"WD"},2,5,18,"L",69.180000000000007,84.450847695098815,65.344594500575099,11.8540804213714,"R"]
[{"$f":"INDEX(Seas_Ar,C1296)","v":"Sum"},{"$f":"INDEX(WDWE_Ar,D1296)","v":"WD"},2,5,19,"L",64.240000000000009,92.189063804986645,63.7561805167865,11.8540804213714,"R"]
[{"$f":"INDEX(Seas_Ar,C1297)","v":"Sum"},{"$f":"INDEX(WDWE_Ar,D1297)","v":"WD"},2,5,20,"L",61.474999999999994,83.555995748947055,63.7561805167865,11.8540804213714,"R"]
[{"$f":"INDEX(Seas_Ar,C1298)","v":"Sum"},{"$f":"INDEX(WDWE_Ar,D1298)","v":"WD"},2,5,21,"L",49.75,81.347835910601361,67.092844523105597,11.8540804213714,"R"]
[{"$f":"INDEX(Seas_Ar,C1299)","v":"Sum"},{"$f":"INDEX(WDWE_Ar,D1299)","v":"WD"},2,5,22,"L",49.099999999999994,94.9315596975093,72.497430629439293,11.8540804213714,"R"]
[{"$f":"INDEX(Seas_Ar,C1300)","v":"Sum"},{"$f":"INDEX(WDWE_Ar,D1300)","v":"WD"},2,5,23,"L",44.17,85.410077479103222,63.226711729445398,11.8540804213714,"R"]
[{"$f":"INDEX(Seas_Ar,C1301)","v":"Sum"},{"$f":"INDEX(WDWE_Ar,D1301)","v":"WD"},2,5,24,"L",39.11,72.766270124843871,60.289649252629196,11.8540804213714,"R"]
[{"$f":"INDEX(Seas_Ar,C1302)","v":"Sum"},{"$f":"INDEX(WDWE_Ar,D1302)","v":"WE"},2,6,1,"L",32.879999999999995,66.090288339524648,22.8770999137401,10.0800001621246,"R"]
[{"$f":"INDEX(Seas_Ar,C1303)","v":"Sum"},{"$f":"INDEX(WDWE_Ar,D1303)","v":"WE"},2,6,2,"L",22.130000000000003,65.555952285347701,22.8770999137401,10.0800001621246,"R"]
[{"$f":"INDEX(Seas_Ar,C1304)","v":"Sum"},{"$f":"INDEX(WDWE_Ar,D1304)","v":"WE"},2,6,3,"L",31.119999999999997,58.358510013422077,10.139849749588899,10.0800001621246,"R"]
[{"$f":"INDEX(Seas_Ar,C1305)","v":"Sum"},{"$f":"INDEX(WDWE_Ar,D1305)","v":"WE"},2,6,4,"L",27.574999999999999,47.665351146097855,22.8770999137401,10.0800001621246,"R"]
[{"$f":"INDEX(Seas_Ar,C1306)","v":"Sum"},{"$f":"INDEX(WDWE_Ar,D1306)","v":"WE"},2,6,5,"L",18.605,48.283378389483239,22.8770999137401,10.0800001621246,"R"]
[{"$f":"INDEX(Seas_Ar,C1307)","v":"Sum"},{"$f":"INDEX(WDWE_Ar,D1307)","v":"WE"},2,6,6,"L",30.65,76.004475368831876,22.8770999137401,10.0800001621246,"R"]
[{"$f":"INDEX(Seas_Ar,C1308)","v":"Sum"},{"$f":"INDEX(WDWE_Ar,D1308)","v":"WE"},2,6,7,"L",32.64,103.50668769948153,22.8770999137401,9.80783969632148,"R"]
[{"$f":"INDEX(Seas_Ar,C1309)","v":"Sum"},{"$f":"INDEX(WDWE_Ar,D1309)","v":"WE"},2,6,8,"L",35.314999999999998,113.20842786387503,22.8770999137401,7.1769600000762903,"R"]
[{"$f":"INDEX(Seas_Ar,C1310)","v":"Sum"},{"$f":"INDEX(WDWE_Ar,D1310)","v":"WE"},2,6,9,"L",43.505000000000003,139.68703257266762,29.460510151019001,7.1769600000762903,"R"]
[{"$f":"INDEX(Seas_Ar,C1311)","v":"Sum"},{"$f":"INDEX(WDWE_Ar,D1311)","v":"WE"},2,6,10,"L",40.78,210.00050707532574,34.6653012089252,7.1769600000762903,"R"]
[{"$f":"INDEX(Seas_Ar,C1312)","v":"Sum"},{"$f":"INDEX(WDWE_Ar,D1312)","v":"WE"},2,6,11,"L",35.79,212.82669415705683,34.6653012089252,7.1769600000762903,"R"]
[{"$f":"INDEX(Seas_Ar,C1313)","v":"Sum"},{"$f":"INDEX(WDWE_Ar,D1313)","v":"WE"},2,6,12,"L",36.340000000000003,141.25785181627217,34.6653012089252,7.1769600000762903,"R"]
[{"$f":"INDEX(Seas_Ar,C1314)","v":"Sum"},{"$f":"INDEX(WDWE_Ar,D1314)","v":"WE"},2,6,13,"L",45.34,133.66126694966013,34.6653012089252,4.7375998839378299,"R"]
[{"$f":"INDEX(Seas_Ar,C1315)","v":"Sum"},{"$f":"INDEX(WDWE_Ar,D1315)","v":"WE"},2,6,14,"L",46.769999999999996,124.97669662333841,34.6653012089252,4.7375998839378299,"R"]
[{"$f":"INDEX(Seas_Ar,C1316)","v":"Sum"},{"$f":"INDEX(WDWE_Ar,D1316)","v":"WE"},2,6,15,"L",45.394999999999996,113.37581024229191,34.6653012089252,7.1769600000762903,"R"]
[{"$f":"INDEX(Seas_Ar,C1317)","v":"Sum"},{"$f":"INDEX(WDWE_Ar,D1317)","v":"WE"},2,6,16,"L",39.905000000000001,127.21060759682516,34.6653012089252,10.0800001621246,"R"]
[{"$f":"INDEX(Seas_Ar,C1318)","v":"Sum"},{"$f":"INDEX(WDWE_Ar,D1318)","v":"WE"},2,6,17,"L",44.515000000000001,134.72350127422874,34.6653012089252,10.0800001621246,"R"]
[{"$f":"INDEX(Seas_Ar,C1319)","v":"Sum"},{"$f":"INDEX(WDWE_Ar,D1319)","v":"WE"},2,6,18,"L",40.340000000000003,159.50896884749682,47.3326216770458,10.0800001621246,"R"]
[{"$f":"INDEX(Seas_Ar,C1320)","v":"Sum"},{"$f":"INDEX(WDWE_Ar,D1320)","v":"WE"},2,6,19,"L",40.954999999999998,131.12478013826595,47.3326216770458,10.0800001621246,"R"]
[{"$f":"INDEX(Seas_Ar,C1321)","v":"Sum"},{"$f":"INDEX(WDWE_Ar,D1321)","v":"WE"},2,6,20,"L",46.415000000000006,59.852075851603416,47.3326216770458,10.0800001621246,"R"]
[{"$f":"INDEX(Seas_Ar,C1322)","v":"Sum"},{"$f":"INDEX(WDWE_Ar,D1322)","v":"WE"},2,6,21,"L",45.894999999999996,79.834956721064216,53.926020237665099,10.0800001621246,"R"]
[{"$f":"INDEX(Seas_Ar,C1323)","v":"Sum"},{"$f":"INDEX(WDWE_Ar,D1323)","v":"WE"},2,6,22,"L",44.555,69.695447259272726,60.599340628538101,10.231199780035,"R"]
[{"$f":"INDEX(Seas_Ar,C1324)","v":"Sum"},{"$f":"INDEX(WDWE_Ar,D1324)","v":"WE"},2,6,23,"L",43.24,56.504428283265923,47.3326216770458,10.0800001621246,"R"]
[{"$f":"INDEX(Seas_Ar,C1325)","v":"Sum"},{"$f":"INDEX(WDWE_Ar,D1325)","v":"WE"},2,6,24,"L",42.31,41.169627306766039,53.926020237665099,10.0800001621246,"R"]
[{"$f":"INDEX(Seas_Ar,C1326)","v":"Sum"},{"$f":"INDEX(WDWE_Ar,D1326)","v":"WE"},2,7,1,"L",36.42,33.71467368342983,44.115840416107098,10.231199780035,"R"]
[{"$f":"INDEX(Seas_Ar,C1327)","v":"Sum"},{"$f":"INDEX(WDWE_Ar,D1327)","v":"WE"},2,7,2,"L",27.585000000000001,37.107385738264185,44.115840416107098,10.231199780035,"R"]
[{"$f":"INDEX(Seas_Ar,C1328)","v":"Sum"},{"$f":"INDEX(WDWE_Ar,D1328)","v":"WE"},2,7,3,"L",24.939999999999998,33.444286764448727,44.115840416107098,10.231199780035,"R"]
[{"$f":"INDEX(Seas_Ar,C1329)","v":"Sum"},{"$f":"INDEX(WDWE_Ar,D1329)","v":"WE"},2,7,4,"L",18.57,43.828432010080249,44.115840416107098,10.231199780035,"R"]
[{"$f":"INDEX(Seas_Ar,C1330)","v":"Sum"},{"$f":"INDEX(WDWE_Ar,D1330)","v":"WE"},2,7,5,"L",19.984999999999999,44.794099577869915,44.115840416107098,10.231199780035,"R"]
[{"$f":"INDEX(Seas_Ar,C1331)","v":"Sum"},{"$f":"INDEX(WDWE_Ar,D1331)","v":"WE"},2,7,6,"L",26.04,36.141718170474519,51.6582897511339,10.231199780035,"R"]
[{"$f":"INDEX(Seas_Ar,C1332)","v":"Sum"},{"$f":"INDEX(WDWE_Ar,D1332)","v":"WE"},2,7,7,"L",30.060000000000002,49.667501903315092,51.6582897511339,10.0800001621246,"R"]
[{"$f":"INDEX(Seas_Ar,C1333)","v":"Sum"},{"$f":"INDEX(WDWE_Ar,D1333)","v":"WE"},2,7,8,"L",38.064999999999998,55.776958715531038,60.769172612385702,10.0800001621246,"R"]
[{"$f":"INDEX(Seas_Ar,C1334)","v":"Sum"},{"$f":"INDEX(WDWE_Ar,D1334)","v":"WE"},2,7,9,"L",44.879999999999995,58.461514553986305,60.769172612385702,10.0800001621246,"R"]
[{"$f":"INDEX(Seas_Ar,C1335)","v":"Sum"},{"$f":"INDEX(WDWE_Ar,D1335)","v":"WE"},2,7,10,"L",44.894999999999996,55.229747093783551,51.6582897511339,10.0800001621246,"R"]
[{"$f":"INDEX(Seas_Ar,C1336)","v":"Sum"},{"$f":"INDEX(WDWE_Ar,D1336)","v":"WE"},2,7,11,"L",40.08,50.015142227719366,44.115840416107098,10.0800001621246,"R"]
[{"$f":"INDEX(Seas_Ar,C1337)","v":"Sum"},{"$f":"INDEX(WDWE_Ar,D1337)","v":"WE"},2,7,12,"L",35.61,56.118161256150053,44.115840416107098,4.8081600581073696,"R"]
[{"$f":"INDEX(Seas_Ar,C1338)","v":"Sum"},{"$f":"INDEX(WDWE_Ar,D1338)","v":"WE"},2,7,13,"L",51.475000000000001,63.817750663326308,44.115840416107098,3.5884800000381398,"R"]
[{"$f":"INDEX(Seas_Ar,C1339)","v":"Sum"},{"$f":"INDEX(WDWE_Ar,D1339)","v":"WE"},2,7,14,"L",49.07,64.467966825638015,41.738219318418402,3.5884800000381398,"R"]
[{"$f":"INDEX(Seas_Ar,C1340)","v":"Sum"},{"$f":"INDEX(WDWE_Ar,D1340)","v":"WE"},2,7,15,"L",42.92,62.819894176610333,44.115840416107098,10.0800001621246,"R"]
[{"$f":"INDEX(Seas_Ar,C1341)","v":"Sum"},{"$f":"INDEX(WDWE_Ar,D1341)","v":"WE"},2,7,16,"L",44.704999999999998,62.852083095536642,44.115840416107098,10.0800001621246,"R"]
[{"$f":"INDEX(Seas_Ar,C1342)","v":"Sum"},{"$f":"INDEX(WDWE_Ar,D1342)","v":"WE"},2,7,17,"L",43.905000000000001,51.328450119913306,44.115840416107098,10.0800001621246,"R"]
[{"$f":"INDEX(Seas_Ar,C1343)","v":"Sum"},{"$f":"INDEX(WDWE_Ar,D1343)","v":"WE"},2,7,18,"L",39.885000000000005,64.506593528349612,51.908039754352501,10.0800001621246,"R"]
[{"$f":"INDEX(Seas_Ar,C1344)","v":"Sum"},{"$f":"INDEX(WDWE_Ar,D1344)","v":"WE"},2,7,19,"L",32.42,54.276955093564425,51.908039754352501,10.0800001621246,"R"]
[{"$f":"INDEX(Seas_Ar,C1345)","v":"Sum"},{"$f":"INDEX(WDWE_Ar,D1345)","v":"WE"},2,7,20,"L",42.09,59.620315635333903,51.908039754352501,10.0800001621246,"R"]
[{"$f":"INDEX(Seas_Ar,C1346)","v":"Sum"},{"$f":"INDEX(WDWE_Ar,D1346)","v":"WE"},2,7,21,"L",44.66,56.060221202082666,44.115840416107098,10.0800001621246,"R"]
[{"$f":"INDEX(Seas_Ar,C1347)","v":"Sum"},{"$f":"INDEX(WDWE_Ar,D1347)","v":"WE"},2,7,22,"L",48.75,57.37352909427662,51.6582897511339,10.0800001621246,"R"]
[{"$f":"INDEX(Seas_Ar,C1348)","v":"Sum"},{"$f":"INDEX(WDWE_Ar,D1348)","v":"WE"},2,7,23,"L",45.555,33.128835358970761,44.115840416107098,10.0800001621246,"R"]
[{"$f":"INDEX(Seas_Ar,C1349)","v":"Sum"},{"$f":"INDEX(WDWE_Ar,D1349)","v":"WE"},2,7,24,"L",41.994999999999997,27.560152384717032,44.115840416107098,10.0800001621246,"R"]
[{"$f":"INDEX(Seas_Ar,C1350)","v":"Sum"},{"$f":"INDEX(WDWE_Ar,D1350)","v":"WD"},1,1,1,"L",26.93,25.33752751753989,7.2027901309347104,21.440160806264799,"R"]
[{"$f":"INDEX(Seas_Ar,C1351)","v":"Sum"},{"$f":"INDEX(WDWE_Ar,D1351)","v":"WD"},1,1,2,"L",12.885000000000002,20.625694751897019,7.2027901309347104,21.440160806264799,"R"]
[{"$f":"INDEX(Seas_Ar,C1352)","v":"Sum"},{"$f":"INDEX(WDWE_Ar,D1352)","v":"WD"},1,1,3,"L",9.0649999999999995,5.2519899609987561,7.2027901309347104,21.440160806264799,"R"]
[{"$f":"INDEX(Seas_Ar,C1353)","v":"Sum"},{"$f":"INDEX(WDWE_Ar,D1353)","v":"WD"},1,1,4,"L",5.7100000000000009,5.0442371935541859,7.2027901309347104,21.440160806264799,"R"]
[{"$f":"INDEX(Seas_Ar,C1354)","v":"Sum"},{"$f":"INDEX(WDWE_Ar,D1354)","v":"WD"},1,1,5,"L",5.7149999999999999,0.78946051628937008,7.2027901309347104,21.440160806264799,"R"]
[{"$f":"INDEX(Seas_Ar,C1355)","v":"Sum"},{"$f":"INDEX(WDWE_Ar,D1355)","v":"WD"},1,1,6,"L",11.27,9.5732475238458346,7.2027901309347104,21.440160806264799,"R"]
[{"$f":"INDEX(Seas_Ar,C1356)","v":"Sum"},{"$f":"INDEX(WDWE_Ar,D1356)","v":"WD"},1,1,7,"L",24.745000000000001,25.005123089628576,9.9900001287460292,10.0800001621246,"R"]
[{"$f":"INDEX(Seas_Ar,C1357)","v":"Sum"},{"$f":"INDEX(WDWE_Ar,D1357)","v":"WD"},1,1,8,"L",44.185000000000002,47.434111862944469,26.883090194020198,10.0800001621246,"R"]
[{"$f":"INDEX(Seas_Ar,C1358)","v":"Sum"},{"$f":"INDEX(WDWE_Ar,D1358)","v":"WD"},1,1,9,"L",48.195,50.068416954141632,9.9900001287460292,10.0800001621246,"R"]
[{"$f":"INDEX(Seas_Ar,C1359)","v":"Sum"},{"$f":"INDEX(WDWE_Ar,D1359)","v":"WD"},1,1,10,"L",50.03,72.090210303266161,9.9900001287460292,10.0800001621246,"R"]
[{"$f":"INDEX(Seas_Ar,C1360)","v":"Sum"},{"$f":"INDEX(WDWE_Ar,D1360)","v":"WD"},1,1,11,"L",50.129999999999995,78.306173105207719,9.9900001287460292,10.0800001621246,"R"]
[{"$f":"INDEX(Seas_Ar,C1361)","v":"Sum"},{"$f":"INDEX(WDWE_Ar,D1361)","v":"WD"},1,1,12,"L",52.644999999999996,68.184458275308231,9.9900001287460292,10.0800001621246,"R"]
[{"$f":"INDEX(Seas_Ar,C1362)","v":"Sum"},{"$f":"INDEX(WDWE_Ar,D1362)","v":"WD"},1,1,13,"L",48.435000000000002,52.702722045338795,9.9900001287460292,10.0800001621246,"R"]
[{"$f":"INDEX(Seas_Ar,C1363)","v":"Sum"},{"$f":"INDEX(WDWE_Ar,D1363)","v":"WD"},1,1,14,"L",48.414999999999999,48.281743154118317,9.9900001287460292,10.0800001621246,"R"]
[{"$f":"INDEX(Seas_Ar,C1364)","v":"Sum"},{"$f":"INDEX(WDWE_Ar,D1364)","v":"WD"},1,1,15,"L",48.075000000000003,46.096184040601429,9.9900001287460292,10.0800001621246,"R"]
[{"$f":"INDEX(Seas_Ar,C1365)","v":"Sum"},{"$f":"INDEX(WDWE_Ar,D1365)","v":"WD"},1,1,16,"L",47.814999999999998,48.09892071876709,11.748240380058199,10.0800001621246,"R"]
[{"$f":"INDEX(Seas_Ar,C1366)","v":"Sum"},{"$f":"INDEX(WDWE_Ar,D1366)","v":"WD"},1,1,17,"L",47.39,53.093297248134583,9.9900001287460292,23.123520910243901,"R"]
[{"$f":"INDEX(Seas_Ar,C1367)","v":"Sum"},{"$f":"INDEX(WDWE_Ar,D1367)","v":"WD"},1,1,18,"L",46.314999999999998,54.206852081637493,26.883090194020198,34.120799010705902,"R"]
[{"$f":"INDEX(Seas_Ar,C1368)","v":"Sum"},{"$f":"INDEX(WDWE_Ar,D1368)","v":"WD"},1,1,19,"L",45.914999999999999,50.691675256475342,26.883090194020198,34.120799010705902,"R"]
[{"$f":"INDEX(Seas_Ar,C1369)","v":"Sum"},{"$f":"INDEX(WDWE_Ar,D1369)","v":"WD"},1,1,20,"L",29.914999999999999,37.345637475836092,26.883090194020198,34.120799010705902,"R"]
[{"$f":"INDEX(Seas_Ar,C1370)","v":"Sum"},{"$f":"INDEX(WDWE_Ar,D1370)","v":"WD"},1,1,21,"L",26.795000000000002,27.531396741754556,28.241730821270899,34.120799010705902,"R"]
[{"$f":"INDEX(Seas_Ar,C1371)","v":"Sum"},{"$f":"INDEX(WDWE_Ar,D1371)","v":"WD"},1,1,22,"L",42.96,45.580957177338888,28.241730821270899,35.038078871650598,"R"]
[{"$f":"INDEX(Seas_Ar,C1372)","v":"Sum"},{"$f":"INDEX(WDWE_Ar,D1372)","v":"WD"},1,1,23,"L",29.349999999999998,37.171125151182657,28.241730821270899,34.120799010705902,"R"]
[{"$f":"INDEX(Seas_Ar,C1373)","v":"Sum"},{"$f":"INDEX(WDWE_Ar,D1373)","v":"WD"},1,1,24,"L",39.29,38.525673194921261,7.2027901309347104,34.120799010705902,"R"]
[{"$f":"INDEX(Seas_Ar,C1374)","v":"Sum"},{"$f":"INDEX(WDWE_Ar,D1374)","v":"WD"},1,2,1,"L",28.810000000000002,29.318070541777871,39.110852028393701,42.275519295673298,"R"]
[{"$f":"INDEX(Seas_Ar,C1375)","v":"Sum"},{"$f":"INDEX(WDWE_Ar,D1375)","v":"WD"},1,2,2,"L",16.215,28.063243826412663,39.110852028393701,42.275519295673298,"R"]
[{"$f":"INDEX(Seas_Ar,C1376)","v":"Sum"},{"$f":"INDEX(WDWE_Ar,D1376)","v":"WD"},1,2,3,"L",17.21,35.916298435817446,46.433520141105603,42.275519295673298,"R"]
[{"$f":"INDEX(Seas_Ar,C1377)","v":"Sum"},{"$f":"INDEX(WDWE_Ar,D1377)","v":"WD"},1,2,4,"L",12.870000000000001,25.977406041269166,46.433520141105603,42.275519295673298,"R"]
[{"$f":"INDEX(Seas_Ar,C1378)","v":"Sum"},{"$f":"INDEX(WDWE_Ar,D1378)","v":"WD"},1,2,5,"L",12.44,25.969095930571385,39.110852028393701,42.275519295673298,"R"]
[{"$f":"INDEX(Seas_Ar,C1379)","v":"Sum"},{"$f":"INDEX(WDWE_Ar,D1379)","v":"WD"},1,2,6,"L",15.469999999999999,28.420578586417324,46.433520141105603,42.275519295673298,"R"]
[{"$f":"INDEX(Seas_Ar,C1380)","v":"Sum"},{"$f":"INDEX(WDWE_Ar,D1380)","v":"WD"},1,2,7,"L",40.68,31.478699323201408,46.433520141105603,10.0800001621246,"R"]
[{"$f":"INDEX(Seas_Ar,C1381)","v":"Sum"},{"$f":"INDEX(WDWE_Ar,D1381)","v":"WD"},1,2,8,"L",43.040000000000006,54.306573410010877,60.3695710828828,10.0800001621246,"R"]
[{"$f":"INDEX(Seas_Ar,C1382)","v":"Sum"},{"$f":"INDEX(WDWE_Ar,D1382)","v":"WD"},1,2,9,"L",44.370000000000005,83.450131627135306,67.092844523105597,10.0800001621246,"R"]
[{"$f":"INDEX(Seas_Ar,C1383)","v":"Sum"},{"$f":"INDEX(WDWE_Ar,D1383)","v":"WD"},1,2,10,"L",45.93,89.715955093263588,59.2606804588508,10.0800001621246,"R"]
[{"$f":"INDEX(Seas_Ar,C1384)","v":"Sum"},{"$f":"INDEX(WDWE_Ar,D1384)","v":"WD"},1,2,11,"L",45.02,74.18435819910745,59.2606804588508,10.0800001621246,"R"]
[{"$f":"INDEX(Seas_Ar,C1385)","v":"Sum"},{"$f":"INDEX(WDWE_Ar,D1385)","v":"WD"},1,2,12,"L",48.305,71.74949576465707,59.2606804588508,10.0800001621246,"R"]
[{"$f":"INDEX(Seas_Ar,C1386)","v":"Sum"},{"$f":"INDEX(WDWE_Ar,D1386)","v":"WD"},1,2,13,"L",47.325000000000003,73.104043808395673,69.720211813130305,10.0800001621246,"R"]
[{"$f":"INDEX(Seas_Ar,C1387)","v":"Sum"},{"$f":"INDEX(WDWE_Ar,D1387)","v":"WD"},1,2,14,"L",47.664999999999999,72.912911262346668,60.3695710828828,10.0800001621246,"R"]
[{"$f":"INDEX(Seas_Ar,C1388)","v":"Sum"},{"$f":"INDEX(WDWE_Ar,D1388)","v":"WD"},1,2,15,"L",47.125,73.685751557240465,59.2606804588508,10.0800001621246,"R"]
[{"$f":"INDEX(Seas_Ar,C1389)","v":"Sum"},{"$f":"INDEX(WDWE_Ar,D1389)","v":"WD"},1,2,16,"L",47.174999999999997,73.660821225147117,59.2606804588508,10.0800001621246,"R"]
[{"$f":"INDEX(Seas_Ar,C1390)","v":"Sum"},{"$f":"INDEX(WDWE_Ar,D1390)","v":"WD"},1,2,17,"L",47.655000000000001,74.857477165627856,72.217711845316899,35.038078871650598,"R"]
[{"$f":"INDEX(Seas_Ar,C1391)","v":"Sum"},{"$f":"INDEX(WDWE_Ar,D1391)","v":"WD"},1,2,18,"L",46.81,72.829810155368833,72.497430629439293,35.038078871650598,"R"]
[{"$f":"INDEX(Seas_Ar,C1392)","v":"Sum"},{"$f":"INDEX(WDWE_Ar,D1392)","v":"WD"},1,2,19,"L",46.39,72.206551853035123,73.056868197684196,35.038078871650598,"R"]
[{"$f":"INDEX(Seas_Ar,C1393)","v":"Sum"},{"$f":"INDEX(WDWE_Ar,D1393)","v":"WD"},1,2,20,"L",45.715000000000003,61.112554071495033,73.056868197684196,35.038078871650598,"R"]
[{"$f":"INDEX(Seas_Ar,C1394)","v":"Sum"},{"$f":"INDEX(WDWE_Ar,D1394)","v":"WD"},1,2,21,"L",44.97,52.594690606267612,73.056868197684196,35.038078871650598,"R"]
[{"$f":"INDEX(Seas_Ar,C1395)","v":"Sum"},{"$f":"INDEX(WDWE_Ar,D1395)","v":"WD"},1,2,22,"L",46.010000000000005,58.071053556106506,73.056868197684196,38.122560305538101,"R"]
[{"$f":"INDEX(Seas_Ar,C1396)","v":"Sum"},{"$f":"INDEX(WDWE_Ar,D1396)","v":"WD"},1,2,23,"L",45.89,62.541893111513673,72.497430629439293,35.038078871650598,"R"]
[{"$f":"INDEX(Seas_Ar,C1397)","v":"Sum"},{"$f":"INDEX(WDWE_Ar,D1397)","v":"WD"},1,2,24,"L",43.945,32.035476739952855,59.2606804588508,35.038078871650598,"R"]
[{"$f":"INDEX(Seas_Ar,C1398)","v":"Sum"},{"$f":"INDEX(WDWE_Ar,D1398)","v":"WD"},1,3,1,"L",43.725000000000001,57.082150383070349,53.266680381603202,42.497280529708803,"R"]
[{"$f":"INDEX(Seas_Ar,C1399)","v":"Sum"},{"$f":"INDEX(WDWE_Ar,D1399)","v":"WD"},1,3,2,"L",42.35,37.063093712111481,46.433520141105603,42.497280529708803,"R"]
[{"$f":"INDEX(Seas_Ar,C1400)","v":"Sum"},{"$f":"INDEX(WDWE_Ar,D1400)","v":"WD"},1,3,3,"L",42.69,37.362257697231662,53.266680381603202,42.497280529708803,"R"]
[{"$f":"INDEX(Seas_Ar,C1401)","v":"Sum"},{"$f":"INDEX(WDWE_Ar,D1401)","v":"WD"},1,3,4,"L",42.924999999999997,46.935505221077499,53.266680381603202,42.497280529708803,"R"]
[{"$f":"INDEX(Seas_Ar,C1402)","v":"Sum"},{"$f":"INDEX(WDWE_Ar,D1402)","v":"WD"},1,3,5,"L",42.879999999999995,40.478549208900226,53.266680381603202,42.497280529708803,"R"]
[{"$f":"INDEX(Seas_Ar,C1403)","v":"Sum"},{"$f":"INDEX(WDWE_Ar,D1403)","v":"WD"},1,3,6,"L",42.745000000000005,36.157291646053146,58.731211671509698,42.497280529708803,"R"]
[{"$f":"INDEX(Seas_Ar,C1404)","v":"Sum"},{"$f":"INDEX(WDWE_Ar,D1404)","v":"WD"},1,3,7,"L",45.174999999999997,49.711082194136971,58.731211671509698,25.905601185703201,"R"]
[{"$f":"INDEX(Seas_Ar,C1405)","v":"Sum"},{"$f":"INDEX(WDWE_Ar,D1405)","v":"WD"},1,3,8,"L",46.474999999999994,50.982529130897746,72.217711845316899,28.052640374288501,"R"]
[{"$f":"INDEX(Seas_Ar,C1406)","v":"Sum"},{"$f":"INDEX(WDWE_Ar,D1406)","v":"WD"},1,3,9,"L",48.564999999999998,58.602900640764609,72.497430629439293,23.879520922403302,"R"]
[{"$f":"INDEX(Seas_Ar,C1407)","v":"Sum"},{"$f":"INDEX(WDWE_Ar,D1407)","v":"WD"},1,3,10,"L",50.2,79.885094137786467,58.731211671509698,23.879520922403302,"R"]
[{"$f":"INDEX(Seas_Ar,C1408)","v":"Sum"},{"$f":"INDEX(WDWE_Ar,D1408)","v":"WD"},1,3,11,"L",47.724999999999994,66.696948460405096,53.266680381603202,20.653920101480399,"R"]
[{"$f":"INDEX(Seas_Ar,C1409)","v":"Sum"},{"$f":"INDEX(WDWE_Ar,D1409)","v":"WD"},1,3,12,"L",48.68,57.805130013777458,58.731211671509698,20.653920101480399,"R"]
[{"$f":"INDEX(Seas_Ar,C1410)","v":"Sum"},{"$f":"INDEX(WDWE_Ar,D1410)","v":"WD"},1,3,13,"L",47.5,60.888181082654903,58.731211671509698,20.653920101480399,"R"]
[{"$f":"INDEX(Seas_Ar,C1411)","v":"Sum"},{"$f":"INDEX(WDWE_Ar,D1411)","v":"WD"},1,3,14,"L",47.019999999999996,67.7190920762324,58.731211671509698,23.879520922403302,"R"]
[{"$f":"INDEX(Seas_Ar,C1412)","v":"Sum"},{"$f":"INDEX(WDWE_Ar,D1412)","v":"WD"},1,3,15,"L",60.24,69.962821964633761,72.217711845316899,23.879520922403302,"R"]
[{"$f":"INDEX(Seas_Ar,C1413)","v":"Sum"},{"$f":"INDEX(WDWE_Ar,D1413)","v":"WD"},1,3,16,"L",50.11,69.946201743238177,67.092844523105597,24.978241093883501,"R"]
[{"$f":"INDEX(Seas_Ar,C1414)","v":"Sum"},{"$f":"INDEX(WDWE_Ar,D1414)","v":"WD"},1,3,17,"L",53.115000000000002,81.231332070827293,72.217711845316899,42.497280529708803,"R"]
[{"$f":"INDEX(Seas_Ar,C1415)","v":"Sum"},{"$f":"INDEX(WDWE_Ar,D1415)","v":"WD"},1,3,18,"L",47.515000000000001,57.871610899359723,72.217711845316899,42.497280529708803,"R"]
[{"$f":"INDEX(Seas_Ar,C1416)","v":"Sum"},{"$f":"INDEX(WDWE_Ar,D1416)","v":"WD"},1,3,19,"L",46.704999999999998,51.663958208115936,73.056868197684196,42.497280529708803,"R"]
[{"$f":"INDEX(Seas_Ar,C1417)","v":"Sum"},{"$f":"INDEX(WDWE_Ar,D1417)","v":"WD"},1,3,20,"L",45.994999999999997,50.151518061119454,72.217711845316899,42.497280529708803,"R"]
[{"$f":"INDEX(Seas_Ar,C1418)","v":"Sum"},{"$f":"INDEX(WDWE_Ar,D1418)","v":"WD"},1,3,21,"L",45.89,28.279306704555015,76.353571288876495,42.497280529708803,"R"]
[{"$f":"INDEX(Seas_Ar,C1419)","v":"Sum"},{"$f":"INDEX(WDWE_Ar,D1419)","v":"WD"},1,3,22,"L",45.97,56.73312573376348,72.497430629439293,42.497280529708803,"R"]
[{"$f":"INDEX(Seas_Ar,C1420)","v":"Sum"},{"$f":"INDEX(WDWE_Ar,D1420)","v":"WD"},1,3,23,"L",43.814999999999998,53.483872450930377,67.092844523105597,42.497280529708803,"R"]
[{"$f":"INDEX(Seas_Ar,C1421)","v":"Sum"},{"$f":"INDEX(WDWE_Ar,D1421)","v":"WD"},1,3,24,"L",43.254999999999995,50.824637027639866,46.433520141105603,42.497280529708803,"R"]
[{"$f":"INDEX(Seas_Ar,C1422)","v":"Sum"},{"$f":"INDEX(WDWE_Ar,D1422)","v":"WD"},1,4,1,"L",44.91,42.173811791247928,30.819150778269702,39.342239402303598,"R"]
[{"$f":"INDEX(Seas_Ar,C1423)","v":"Sum"},{"$f":"INDEX(WDWE_Ar,D1423)","v":"WD"},1,4,2,"L",44.59,43.137784632190737,26.203769880394901,39.342239402303598,"R"]
[{"$f":"INDEX(Seas_Ar,C1424)","v":"Sum"},{"$f":"INDEX(WDWE_Ar,D1424)","v":"WD"},1,4,3,"L",42.914999999999999,44.625294447093871,26.203769880394901,39.342239402303598,"R"]
[{"$f":"INDEX(Seas_Ar,C1425)","v":"Sum"},{"$f":"INDEX(WDWE_Ar,D1425)","v":"WD"},1,4,4,"L",42.594999999999999,61.029452964517198,15.644340049180901,39.342239402303598,"R"]
[{"$f":"INDEX(Seas_Ar,C1426)","v":"Sum"},{"$f":"INDEX(WDWE_Ar,D1426)","v":"WD"},1,4,5,"L",42.6,61.112554071495019,26.203769880394901,39.342239402303598,"R"]
[{"$f":"INDEX(Seas_Ar,C1427)","v":"Sum"},{"$f":"INDEX(WDWE_Ar,D1427)","v":"WD"},1,4,6,"L",44.784999999999997,57.356384036097182,30.819150778269702,39.342239402303598,"R"]
[{"$f":"INDEX(Seas_Ar,C1428)","v":"Sum"},{"$f":"INDEX(WDWE_Ar,D1428)","v":"WD"},1,4,7,"L",45.21,64.395047797119247,30.819150778269702,33.909119930152798,"R"]
[{"$f":"INDEX(Seas_Ar,C1429)","v":"Sum"},{"$f":"INDEX(WDWE_Ar,D1429)","v":"WD"},1,4,8,"L",46.484999999999999,64.993375767359623,30.819150778269702,26.006399649238499,"R"]
[{"$f":"INDEX(Seas_Ar,C1430)","v":"Sum"},{"$f":"INDEX(WDWE_Ar,D1430)","v":"WD"},1,4,9,"L",44.135000000000005,73.336726907933595,30.819150778269702,24.091200002956299,"R"]
[{"$f":"INDEX(Seas_Ar,C1431)","v":"Sum"},{"$f":"INDEX(WDWE_Ar,D1431)","v":"WD"},1,4,10,"L",44.91,70.170574732078322,30.819150778269702,22.377601128959601,"R"]
[{"$f":"INDEX(Seas_Ar,C1432)","v":"Sum"},{"$f":"INDEX(WDWE_Ar,D1432)","v":"WD"},1,4,11,"L",46.11,68.001635839957004,30.819150778269702,22.377601128959601,"R"]
[{"$f":"INDEX(Seas_Ar,C1433)","v":"Sum"},{"$f":"INDEX(WDWE_Ar,D1433)","v":"WD"},1,4,12,"L",47.739999999999995,69.048709787877641,26.203769880394901,22.377601128959601,"R"]
[{"$f":"INDEX(Seas_Ar,C1434)","v":"Sum"},{"$f":"INDEX(WDWE_Ar,D1434)","v":"WD"},1,4,13,"L",47.164999999999999,74.574933401903237,26.203769880394901,22.377601128959601,"R"]
[{"$f":"INDEX(Seas_Ar,C1435)","v":"Sum"},{"$f":"INDEX(WDWE_Ar,D1435)","v":"WD"},1,4,14,"L",47.915000000000006,73.261935911653538,26.203769880394901,22.377601128959601,"R"]
[{"$f":"INDEX(Seas_Ar,C1436)","v":"Sum"},{"$f":"INDEX(WDWE_Ar,D1436)","v":"WD"},1,4,15,"L",48.07,77.857427127527458,26.203769880394901,22.377601128959601,"R"]
[{"$f":"INDEX(Seas_Ar,C1437)","v":"Sum"},{"$f":"INDEX(WDWE_Ar,D1437)","v":"WD"},1,4,16,"L",47.344999999999999,73.128974140489021,29.390580454988399,26.812800815772999,"R"]
[{"$f":"INDEX(Seas_Ar,C1438)","v":"Sum"},{"$f":"INDEX(WDWE_Ar,D1438)","v":"WD"},1,4,17,"L",47.34,69.372804105091177,26.203769880394901,30.2601609481239,"R"]
[{"$f":"INDEX(Seas_Ar,C1439)","v":"Sum"},{"$f":"INDEX(WDWE_Ar,D1439)","v":"WD"},1,4,18,"L",46.644999999999996,64.561250011074904,30.819150778269702,30.2601609481239,"R"]
[{"$f":"INDEX(Seas_Ar,C1440)","v":"Sum"},{"$f":"INDEX(WDWE_Ar,D1440)","v":"WD"},1,4,19,"L",45.435000000000002,27.356884417101121,29.390580454988399,30.2601609481239,"R"]
[{"$f":"INDEX(Seas_Ar,C1441)","v":"Sum"},{"$f":"INDEX(WDWE_Ar,D1441)","v":"WD"},1,4,20,"L",37.58,67.669231412045704,30.819150778269702,30.2601609481239,"R"]
[{"$f":"INDEX(Seas_Ar,C1442)","v":"Sum"},{"$f":"INDEX(WDWE_Ar,D1442)","v":"WD"},1,4,21,"L",44.71,67.478098865996685,30.819150778269702,30.2601609481239,"R"]
[{"$f":"INDEX(Seas_Ar,C1443)","v":"Sum"},{"$f":"INDEX(WDWE_Ar,D1443)","v":"WD"},1,4,22,"L",45.71,81.979242033627756,30.819150778269702,30.2601609481239,"R"]
[{"$f":"INDEX(Seas_Ar,C1444)","v":"Sum"},{"$f":"INDEX(WDWE_Ar,D1444)","v":"WD"},1,4,23,"L",45.230000000000004,81.397534284782949,30.819150778269702,30.2601609481239,"R"]
[{"$f":"INDEX(Seas_Ar,C1445)","v":"Sum"},{"$f":"INDEX(WDWE_Ar,D1445)","v":"WD"},1,4,24,"L",42.525000000000006,80.167637901511085,14.205780449838601,30.2601609481239,"R"]
[{"$f":"INDEX(Seas_Ar,C1446)","v":"Sum"},{"$f":"INDEX(WDWE_Ar,D1446)","v":"WD"},1,5,1,"L",43.88,51.580857101138108,9.8401505079031004,26.923679510183302,"R"]
[{"$f":"INDEX(Seas_Ar,C1447)","v":"Sum"},{"$f":"INDEX(WDWE_Ar,D1447)","v":"WD"},1,5,2,"L",44.4,34.428788620914318,9.8401505079031004,26.923679510183302,"R"]
[{"$f":"INDEX(Seas_Ar,C1448)","v":"Sum"},{"$f":"INDEX(WDWE_Ar,D1448)","v":"WD"},1,5,3,"L",42.355000000000004,50.91604824531548,9.8401505079031004,26.923679510183302,"R"]
[{"$f":"INDEX(Seas_Ar,C1449)","v":"Sum"},{"$f":"INDEX(WDWE_Ar,D1449)","v":"WD"},1,5,4,"L",43.325000000000003,33.315233787411422,3.0369600010299602,26.923679510183302,"R"]
[{"$f":"INDEX(Seas_Ar,C1450)","v":"Sum"},{"$f":"INDEX(WDWE_Ar,D1450)","v":"WD"},1,5,5,"L",43.08,33.639328104624951,9.8401505079031004,26.923679510183302,"R"]
[{"$f":"INDEX(Seas_Ar,C1451)","v":"Sum"},{"$f":"INDEX(WDWE_Ar,D1451)","v":"WD"},1,5,6,"L",42.32,33.830460650673949,9.8401505079031004,26.923679510183302,"R"]
[{"$f":"INDEX(Seas_Ar,C1452)","v":"Sum"},{"$f":"INDEX(WDWE_Ar,D1452)","v":"WD"},1,5,7,"L",41.995000000000005,43.686251938244411,9.9900001287460292,24.030720540313698,"R"]
[{"$f":"INDEX(Seas_Ar,C1453)","v":"Sum"},{"$f":"INDEX(WDWE_Ar,D1453)","v":"WD"},1,5,8,"L",44.43,75.256362479121435,9.9900001287460292,22.740479827422998,"R"]
[{"$f":"INDEX(Seas_Ar,C1454)","v":"Sum"},{"$f":"INDEX(WDWE_Ar,D1454)","v":"WD"},1,5,9,"L",47.32,84.962571774131803,9.9900001287460292,15.8558397935962,"R"]
[{"$f":"INDEX(Seas_Ar,C1455)","v":"Sum"},{"$f":"INDEX(WDWE_Ar,D1455)","v":"WD"},1,5,10,"L",48.11,90.505415609552941,9.8401505079031004,15.8558397935962,"R"]
[{"$f":"INDEX(Seas_Ar,C1456)","v":"Sum"},{"$f":"INDEX(WDWE_Ar,D1456)","v":"WD"},1,5,11,"L",46.72,92.300399520274027,9.8401505079031004,10.0800001621246,"R"]
[{"$f":"INDEX(Seas_Ar,C1457)","v":"Sum"},{"$f":"INDEX(WDWE_Ar,D1457)","v":"WD"},1,5,12,"L",48.185000000000002,108.7461085911863,9.9900001287460292,10.0800001621246,"R"]
[{"$f":"INDEX(Seas_Ar,C1458)","v":"Sum"},{"$f":"INDEX(WDWE_Ar,D1458)","v":"WD"},1,5,13,"L",47.935000000000002,107.44973132233217,9.8401505079031004,10.0800001621246,"R"]
[{"$f":"INDEX(Seas_Ar,C1459)","v":"Sum"},{"$f":"INDEX(WDWE_Ar,D1459)","v":"WD"},1,5,14,"L",47.980000000000004,99.106380181758198,9.8401505079031004,10.0800001621246,"R"]
[{"$f":"INDEX(Seas_Ar,C1460)","v":"Sum"},{"$f":"INDEX(WDWE_Ar,D1460)","v":"WD"},1,5,15,"L",48.064999999999998,104.92345767020618,9.9900001287460292,15.8558397935962,"R"]
[{"$f":"INDEX(Seas_Ar,C1461)","v":"Sum"},{"$f":"INDEX(WDWE_Ar,D1461)","v":"WD"},1,5,16,"L",47.435000000000002,92.616183726789785,9.9900001287460292,22.740479827422998,"R"]
[{"$f":"INDEX(Seas_Ar,C1462)","v":"Sum"},{"$f":"INDEX(WDWE_Ar,D1462)","v":"WD"},1,5,17,"L",46.695,89.666094429076878,9.9900001287460292,23.6275209183502,"R"]
[{"$f":"INDEX(Seas_Ar,C1463)","v":"Sum"},{"$f":"INDEX(WDWE_Ar,D1463)","v":"WD"},1,5,18,"L",46.22,89.508202325819013,20.549429959959902,23.6275209183502,"R"]
[{"$f":"INDEX(Seas_Ar,C1464)","v":"Sum"},{"$f":"INDEX(WDWE_Ar,D1464)","v":"WD"},1,5,19,"L",32.299999999999997,88.677191256040729,21.1887893584585,23.6275209183502,"R"]
[{"$f":"INDEX(Seas_Ar,C1465)","v":"Sum"},{"$f":"INDEX(WDWE_Ar,D1465)","v":"WD"},1,5,20,"L",31.17,87.920971182542473,21.1887893584585,23.6275209183502,"R"]
[{"$f":"INDEX(Seas_Ar,C1466)","v":"Sum"},{"$f":"INDEX(WDWE_Ar,D1466)","v":"WD"},1,5,21,"L",31.074999999999999,91.486008671891327,21.1887893584585,23.6275209183502,"R"]
[{"$f":"INDEX(Seas_Ar,C1467)","v":"Sum"},{"$f":"INDEX(WDWE_Ar,D1467)","v":"WD"},1,5,22,"L",44.66,95.757405570551697,32.0978714807081,23.6275209183502,"R"]
[{"$f":"INDEX(Seas_Ar,C1468)","v":"Sum"},{"$f":"INDEX(WDWE_Ar,D1468)","v":"WD"},1,5,23,"L",42.655000000000001,100.8431933175948,21.1887893584585,23.6275209183502,"R"]
[{"$f":"INDEX(Seas_Ar,C1469)","v":"Sum"},{"$f":"INDEX(WDWE_Ar,D1469)","v":"WD"},1,5,24,"L",39.495000000000005,93.871010442154997,9.9900001287460292,23.6275209183502,"R"]
[{"$f":"INDEX(Seas_Ar,C1470)","v":"Sum"},{"$f":"INDEX(WDWE_Ar,D1470)","v":"WE"},1,6,1,"L",37.81,80.059606462439916,32.976988748202302,26.228160883274001,"R"]
[{"$f":"INDEX(Seas_Ar,C1471)","v":"Sum"},{"$f":"INDEX(WDWE_Ar,D1471)","v":"WE"},1,6,2,"L",37.805000000000007,76.31174653773985,9.9900001287460292,26.228160883274001,"R"]
[{"$f":"INDEX(Seas_Ar,C1472)","v":"Sum"},{"$f":"INDEX(WDWE_Ar,D1472)","v":"WE"},1,6,3,"L",39.93,76.369917312624338,9.9900001287460292,26.228160883274001,"R"]
[{"$f":"INDEX(Seas_Ar,C1473)","v":"Sum"},{"$f":"INDEX(WDWE_Ar,D1473)","v":"WE"},1,6,4,"L",38.664999999999999,75.962721888432966,9.9900001287460292,26.228160883274001,"R"]
[{"$f":"INDEX(Seas_Ar,C1474)","v":"Sum"},{"$f":"INDEX(WDWE_Ar,D1474)","v":"WE"},1,6,5,"L",38.520000000000003,75.863000560059575,9.9900001287460292,26.228160883274001,"R"]
[{"$f":"INDEX(Seas_Ar,C1475)","v":"Sum"},{"$f":"INDEX(WDWE_Ar,D1475)","v":"WE"},1,6,6,"L",38.524999999999999,76.08737354889972,9.9900001287460292,26.228160883274001,"R"]
[{"$f":"INDEX(Seas_Ar,C1476)","v":"Sum"},{"$f":"INDEX(WDWE_Ar,D1476)","v":"WE"},1,6,7,"L",39.435000000000002,75.829760117268449,9.9900001287460292,10.0800001621246,"R"]
[{"$f":"INDEX(Seas_Ar,C1477)","v":"Sum"},{"$f":"INDEX(WDWE_Ar,D1477)","v":"WE"},1,6,8,"L",39.004999999999995,77.641364249385106,10.139849749588899,10.0800001621246,"R"]
[{"$f":"INDEX(Seas_Ar,C1478)","v":"Sum"},{"$f":"INDEX(WDWE_Ar,D1478)","v":"WE"},1,6,9,"L",39.629999999999995,79.984815466159858,10.139849749588899,10.0800001621246,"R"]
[{"$f":"INDEX(Seas_Ar,C1479)","v":"Sum"},{"$f":"INDEX(WDWE_Ar,D1479)","v":"WE"},1,6,10,"L",43.07,81.696698269903138,10.139849749588899,10.0800001621246,"R"]
[{"$f":"INDEX(Seas_Ar,C1480)","v":"Sum"},{"$f":"INDEX(WDWE_Ar,D1480)","v":"WE"},1,6,11,"L",46.480000000000004,82.502779007588074,10.139849749588899,10.0800001621246,"R"]
[{"$f":"INDEX(Seas_Ar,C1481)","v":"Sum"},{"$f":"INDEX(WDWE_Ar,D1481)","v":"WE"},1,6,12,"L",46.44,85.311596423438658,10.139849749588899,10.0800001621246,"R"]
[{"$f":"INDEX(Seas_Ar,C1482)","v":"Sum"},{"$f":"INDEX(WDWE_Ar,D1482)","v":"WE"},1,6,13,"L",46.105000000000004,83.234068748992954,31.398570709519301,10.0800001621246,"R"]
[{"$f":"INDEX(Seas_Ar,C1483)","v":"Sum"},{"$f":"INDEX(WDWE_Ar,D1483)","v":"WE"},1,6,14,"L",47.3,88.386337381618318,31.398570709519301,10.0800001621246,"R"]
[{"$f":"INDEX(Seas_Ar,C1484)","v":"Sum"},{"$f":"INDEX(WDWE_Ar,D1484)","v":"WE"},1,6,15,"L",45.534999999999997,81.331053399200684,10.139849749588899,10.0800001621246,"R"]
[{"$f":"INDEX(Seas_Ar,C1485)","v":"Sum"},{"$f":"INDEX(WDWE_Ar,D1485)","v":"WE"},1,6,16,"L",44.7,80.774275982449225,9.9900001287460292,10.0800001621246,"R"]
[{"$f":"INDEX(Seas_Ar,C1486)","v":"Sum"},{"$f":"INDEX(WDWE_Ar,D1486)","v":"WE"},1,6,17,"L",45.305,81.01526919268494,31.398570709519301,24.111360464706401,"R"]
[{"$f":"INDEX(Seas_Ar,C1487)","v":"Sum"},{"$f":"INDEX(WDWE_Ar,D1487)","v":"WE"},1,6,18,"L",44.905000000000001,80.624693989889153,42.297660697546,24.111360464706401,"R"]
[{"$f":"INDEX(Seas_Ar,C1488)","v":"Sum"},{"$f":"INDEX(WDWE_Ar,D1488)","v":"WE"},1,6,19,"L",42.44,80.433561443840134,42.297660697546,24.111360464706401,"R"]
[{"$f":"INDEX(Seas_Ar,C1489)","v":"Sum"},{"$f":"INDEX(WDWE_Ar,D1489)","v":"WE"},1,6,20,"L",43.015000000000001,69.106880562762115,51.328621728544199,24.111360464706401,"R"]
[{"$f":"INDEX(Seas_Ar,C1490)","v":"Sum"},{"$f":"INDEX(WDWE_Ar,D1490)","v":"WE"},1,6,21,"L",44.57,66.331303589702642,64.085852350258804,24.111360464706401,"R"]
[{"$f":"INDEX(Seas_Ar,C1491)","v":"Sum"},{"$f":"INDEX(WDWE_Ar,D1491)","v":"WE"},1,6,22,"L",45.604999999999997,69.040399677179863,51.328621728544199,24.111360464706401,"R"]
[{"$f":"INDEX(Seas_Ar,C1492)","v":"Sum"},{"$f":"INDEX(WDWE_Ar,D1492)","v":"WE"},1,6,23,"L",43.74,74.068016649338475,51.328621728544199,24.111360464706401,"R"]
[{"$f":"INDEX(Seas_Ar,C1493)","v":"Sum"},{"$f":"INDEX(WDWE_Ar,D1493)","v":"WE"},1,6,24,"L",42.355000000000004,74.367180634458677,51.328621728544199,24.111360464706401,"R"]
[{"$f":"INDEX(Seas_Ar,C1494)","v":"Sum"},{"$f":"INDEX(WDWE_Ar,D1494)","v":"WE"},1,7,1,"L",35.534999999999997,73.419828014911417,46.133820899419703,26.439839963827101,"R"]
[{"$f":"INDEX(Seas_Ar,C1495)","v":"Sum"},{"$f":"INDEX(WDWE_Ar,D1495)","v":"WE"},1,7,2,"L",32.584999999999994,73.453068457702557,43.216738880166901,26.439839963827101,"R"]
[{"$f":"INDEX(Seas_Ar,C1496)","v":"Sum"},{"$f":"INDEX(WDWE_Ar,D1496)","v":"WE"},1,7,3,"L",38.745000000000005,72.37275406699078,43.216738880166901,26.439839963827101,"R"]
[{"$f":"INDEX(Seas_Ar,C1497)","v":"Sum"},{"$f":"INDEX(WDWE_Ar,D1497)","v":"WE"},1,7,4,"L",38.5,71.284129565581225,43.216738880166901,26.439839963827101,"R"]
[{"$f":"INDEX(Seas_Ar,C1498)","v":"Sum"},{"$f":"INDEX(WDWE_Ar,D1498)","v":"WE"},1,7,5,"L",38.164999999999999,72.198241742337331,43.216738880166901,26.439839963827101,"R"]
[{"$f":"INDEX(Seas_Ar,C1499)","v":"Sum"},{"$f":"INDEX(WDWE_Ar,D1499)","v":"WE"},1,7,6,"L",37.885000000000005,75.372704028890382,46.133820899419703,26.439839963827101,"R"]
[{"$f":"INDEX(Seas_Ar,C1500)","v":"Sum"},{"$f":"INDEX(WDWE_Ar,D1500)","v":"WE"},1,7,7,"L",38.664999999999999,71.36723067255906,46.133820899419703,10.0800001621246,"R"]
[{"$f":"INDEX(Seas_Ar,C1501)","v":"Sum"},{"$f":"INDEX(WDWE_Ar,D1501)","v":"WE"},1,7,8,"L",39.239999999999995,68.425451485543931,46.133820899419703,10.0800001621246,"R"]
[{"$f":"INDEX(Seas_Ar,C1502)","v":"Sum"},{"$f":"INDEX(WDWE_Ar,D1502)","v":"WE"},1,7,9,"L",39.195,70.968345359065481,54.275672528700802,10.0800001621246,"R"]
[{"$f":"INDEX(Seas_Ar,C1503)","v":"Sum"},{"$f":"INDEX(WDWE_Ar,D1503)","v":"WE"},1,7,10,"L",40.79,82.984765428059475,46.133820899419703,10.0800001621246,"R"]
[{"$f":"INDEX(Seas_Ar,C1504)","v":"Sum"},{"$f":"INDEX(WDWE_Ar,D1504)","v":"WE"},1,7,11,"L",41.33,76.29512631634428,47.562391222701002,10.0800001621246,"R"]
[{"$f":"INDEX(Seas_Ar,C1505)","v":"Sum"},{"$f":"INDEX(WDWE_Ar,D1505)","v":"WE"},1,7,12,"L",41.484999999999999,77.026416057749174,61.8281101870679,10.0800001621246,"R"]
[{"$f":"INDEX(Seas_Ar,C1506)","v":"Sum"},{"$f":"INDEX(WDWE_Ar,D1506)","v":"WE"},1,7,13,"L",41.685000000000002,78.580406758234574,52.557391287074097,10.0800001621246,"R"]
[{"$f":"INDEX(Seas_Ar,C1507)","v":"Sum"},{"$f":"INDEX(WDWE_Ar,D1507)","v":"WE"},1,7,14,"L",41.519999999999996,81.638527495018664,61.8281101870679,10.0800001621246,"R"]
[{"$f":"INDEX(Seas_Ar,C1508)","v":"Sum"},{"$f":"INDEX(WDWE_Ar,D1508)","v":"WE"},1,7,15,"L",41.51,76.71063185123343,52.557391287074097,10.0800001621246,"R"]
[{"$f":"INDEX(Seas_Ar,C1509)","v":"Sum"},{"$f":"INDEX(WDWE_Ar,D1509)","v":"WE"},1,7,16,"L",41.534999999999997,73.818713328404996,64.944992971072196,10.0800001621246,"R"]
[{"$f":"INDEX(Seas_Ar,C1510)","v":"Sum"},{"$f":"INDEX(WDWE_Ar,D1510)","v":"WE"},1,7,17,"L",40.995000000000005,135.96172112642512,64.944992971072196,16.974720426826401,"R"]
[{"$f":"INDEX(Seas_Ar,C1511)","v":"Sum"},{"$f":"INDEX(WDWE_Ar,D1511)","v":"WE"},1,7,18,"L",41.204999999999998,665.95565109892141,64.944992971072196,16.974720426826401,"R"]
[{"$f":"INDEX(Seas_Ar,C1512)","v":"Sum"},{"$f":"INDEX(WDWE_Ar,D1512)","v":"WE"},1,7,19,"L",41.185000000000002,247.37537525159968,65.484453892636296,16.974720426826401,"R"]
[{"$f":"INDEX(Seas_Ar,C1513)","v":"Sum"},{"$f":"INDEX(WDWE_Ar,D1513)","v":"WE"},1,7,20,"L",40.674999999999997,75.946101667037411,65.484453892636296,16.974720426826401,"R"]
[{"$f":"INDEX(Seas_Ar,C1514)","v":"Sum"},{"$f":"INDEX(WDWE_Ar,D1514)","v":"WE"},1,7,21,"L",42.37,74.591553623298793,65.484453892636296,16.974720426826401,"R"]
[{"$f":"INDEX(Seas_Ar,C1515)","v":"Sum"},{"$f":"INDEX(WDWE_Ar,D1515)","v":"WE"},1,7,22,"L",45.244999999999997,85.818513176003435,65.484453892636296,16.974720426826401,"R"]
[{"$f":"INDEX(Seas_Ar,C1516)","v":"Sum"},{"$f":"INDEX(WDWE_Ar,D1516)","v":"WE"},1,7,23,"L",41.784999999999997,74.483522184227624,65.484453892636296,16.974720426826401,"R"]
[{"$f":"INDEX(Seas_Ar,C1517)","v":"Sum"},{"$f":"INDEX(WDWE_Ar,D1517)","v":"WE"},1,7,24,"L",40.340000000000003,69.430974879975651,54.165781917543399,16.974720426826401,"R"]
[{"$f":"INDEX(Seas_Ar,C1518)","v":"Sum"},{"$f":"INDEX(WDWE_Ar,D1518)","v":"WD"},1,1,1,"L",2.1800000000000002,40.871588618269918,18.0219611468696,64.723680118150696,"R"]
[{"$f":"INDEX(Seas_Ar,C1519)","v":"Sum"},{"$f":"INDEX(WDWE_Ar,D1519)","v":"WD"},1,1,2,"L",6.4050000000000002,40.661071088187263,18.0219611468696,64.723680118150696,"R"]
[{"$f":"INDEX(Seas_Ar,C1520)","v":"Sum"},{"$f":"INDEX(WDWE_Ar,D1520)","v":"WD"},1,1,3,"L",10.725000000000001,43.764255420516797,18.0219611468696,64.723680118150696,"R"]
[{"$f":"INDEX(Seas_Ar,C1521)","v":"Sum"},{"$f":"INDEX(WDWE_Ar,D1521)","v":"WD"},1,1,4,"L",10.754999999999999,44.349026337413072,13.866120293025901,64.723680118150696,"R"]
[{"$f":"INDEX(Seas_Ar,C1522)","v":"Sum"},{"$f":"INDEX(WDWE_Ar,D1522)","v":"WD"},1,1,5,"L",10.785,44.115117970654559,13.866120293025901,64.723680118150696,"R"]
[{"$f":"INDEX(Seas_Ar,C1523)","v":"Sum"},{"$f":"INDEX(WDWE_Ar,D1523)","v":"WD"},1,1,6,"L",20.630000000000003,44.076133242861474,18.0219611468696,64.723680118150696,"R"]
[{"$f":"INDEX(Seas_Ar,C1524)","v":"Sum"},{"$f":"INDEX(WDWE_Ar,D1524)","v":"WD"},1,1,7,"L",37.82,48.114951042225044,18.0219611468696,10.0800001621246,"R"]
[{"$f":"INDEX(Seas_Ar,C1525)","v":"Sum"},{"$f":"INDEX(WDWE_Ar,D1525)","v":"WD"},1,1,8,"L",60.71,41.401780916255873,18.0219611468696,10.0800001621246,"R"]
[{"$f":"INDEX(Seas_Ar,C1526)","v":"Sum"},{"$f":"INDEX(WDWE_Ar,D1526)","v":"WD"},1,1,9,"L",281.07499999999999,34.127230710066279,18.0219611468696,10.0800001621246,"R"]
[{"$f":"INDEX(Seas_Ar,C1527)","v":"Sum"},{"$f":"INDEX(WDWE_Ar,D1527)","v":"WD"},1,1,10,"L",300.66500000000002,36.598862452147841,18.0219611468696,10.0800001621246,"R"]
[{"$f":"INDEX(Seas_Ar,C1528)","v":"Sum"},{"$f":"INDEX(WDWE_Ar,D1528)","v":"WD"},1,1,11,"L",151.345,43.623910400461696,21.208769816021899,10.0800001621246,"R"]
[{"$f":"INDEX(Seas_Ar,C1529)","v":"Sum"},{"$f":"INDEX(WDWE_Ar,D1529)","v":"WD"},1,1,12,"L",62.234999999999999,49.315680658252049,21.208769816021899,10.0800001621246,"R"]
[{"$f":"INDEX(Seas_Ar,C1530)","v":"Sum"},{"$f":"INDEX(WDWE_Ar,D1530)","v":"WD"},1,1,13,"L",45.51,55.467470704000803,18.0219611468696,10.0800001621246,"R"]
[{"$f":"INDEX(Seas_Ar,C1531)","v":"Sum"},{"$f":"INDEX(WDWE_Ar,D1531)","v":"WD"},1,1,14,"L",40.745000000000005,55.584424887380045,18.0219611468696,10.0800001621246,"R"]
[{"$f":"INDEX(Seas_Ar,C1532)","v":"Sum"},{"$f":"INDEX(WDWE_Ar,D1532)","v":"WD"},1,1,15,"L",43.89,56.496667517738238,18.0219611468696,10.0800001621246,"R"]
[{"$f":"INDEX(Seas_Ar,C1533)","v":"Sum"},{"$f":"INDEX(WDWE_Ar,D1533)","v":"WD"},1,1,16,"L",38.424999999999997,54.945075351573465,30.059910539832099,10.0800001621246,"R"]
[{"$f":"INDEX(Seas_Ar,C1534)","v":"Sum"},{"$f":"INDEX(WDWE_Ar,D1534)","v":"WD"},1,1,17,"L",41.064999999999998,54.718963930373583,33.656309061827599,42.9508813060474,"R"]
[{"$f":"INDEX(Seas_Ar,C1535)","v":"Sum"},{"$f":"INDEX(WDWE_Ar,D1535)","v":"WD"},1,1,18,"L",42.905000000000001,54.180974686829018,35.364601980114003,86.738404471254398,"R"]
[{"$f":"INDEX(Seas_Ar,C1536)","v":"Sum"},{"$f":"INDEX(WDWE_Ar,D1536)","v":"WD"},1,1,19,"L",38.414999999999999,32.544450761667044,35.364601980114003,86.738404471254398,"R"]
[{"$f":"INDEX(Seas_Ar,C1537)","v":"Sum"},{"$f":"INDEX(WDWE_Ar,D1537)","v":"WD"},1,1,20,"L",24.204999999999998,32.482075197198107,35.364601980114003,86.738404471254398,"R"]
[{"$f":"INDEX(Seas_Ar,C1538)","v":"Sum"},{"$f":"INDEX(WDWE_Ar,D1538)","v":"WD"},1,1,21,"L",22.524999999999999,32.552247707225661,35.364601980114003,86.738404471254398,"R"]
[{"$f":"INDEX(Seas_Ar,C1539)","v":"Sum"},{"$f":"INDEX(WDWE_Ar,D1539)","v":"WD"},1,1,22,"L",26.855,33.261769753059795,35.364601980114003,86.738404471254398,"R"]
[{"$f":"INDEX(Seas_Ar,C1540)","v":"Sum"},{"$f":"INDEX(WDWE_Ar,D1540)","v":"WD"},1,1,23,"L",18.035,44.083930188420091,41.2387193119811,86.738404471254398,"R"]
[{"$f":"INDEX(Seas_Ar,C1541)","v":"Sum"},{"$f":"INDEX(WDWE_Ar,D1541)","v":"WD"},1,1,24,"L",17.454999999999998,31.117609724440143,18.0219611468696,86.738404471254398,"R"]
[{"$f":"INDEX(Seas_Ar,C1542)","v":"Sum"},{"$f":"INDEX(WDWE_Ar,D1542)","v":"WD"},1,2,1,"L",8.01,33.043455277418524,11.118870257620801,74.753284893722594,"R"]
[{"$f":"INDEX(Seas_Ar,C1543)","v":"Sum"},{"$f":"INDEX(WDWE_Ar,D1543)","v":"WD"},1,2,2,"L",1.97,34.766580245872866,11.118870257620801,74.753284893722594,"R"]
[{"$f":"INDEX(Seas_Ar,C1544)","v":"Sum"},{"$f":"INDEX(WDWE_Ar,D1544)","v":"WD"},1,2,3,"L",1.06,41.47195342628342,11.118870257620801,74.753284893722594,"R"]
[{"$f":"INDEX(Seas_Ar,C1545)","v":"Sum"},{"$f":"INDEX(WDWE_Ar,D1545)","v":"WD"},1,2,4,"L",0.37,44.317838555178604,9.9900001287460292,74.753284893722594,"R"]
[{"$f":"INDEX(Seas_Ar,C1546)","v":"Sum"},{"$f":"INDEX(WDWE_Ar,D1546)","v":"WD"},1,2,5,"L",0.37,44.317838555178604,11.118870257620801,74.753284893722594,"R"]
[{"$f":"INDEX(Seas_Ar,C1547)","v":"Sum"},{"$f":"INDEX(WDWE_Ar,D1547)","v":"WD"},1,2,6,"L",1.395,46.92201837175665,16.033949444460799,74.753284893722594,"R"]
[{"$f":"INDEX(Seas_Ar,C1548)","v":"Sum"},{"$f":"INDEX(WDWE_Ar,D1548)","v":"WD"},1,2,7,"L",10.59,47.95901213105271,21.898080358428899,10.0800001621246,"R"]
[{"$f":"INDEX(Seas_Ar,C1549)","v":"Sum"},{"$f":"INDEX(WDWE_Ar,D1549)","v":"WD"},1,2,8,"L",17.37,42.087912125414164,35.524441829738599,1.0079999936819E-2,"R"]
[{"$f":"INDEX(Seas_Ar,C1550)","v":"Sum"},{"$f":"INDEX(WDWE_Ar,D1550)","v":"WD"},1,2,9,"L",41.745000000000005,52.442255827257441,21.898080358428899,1.0079999936819E-2,"R"]
[{"$f":"INDEX(Seas_Ar,C1551)","v":"Sum"},{"$f":"INDEX(WDWE_Ar,D1551)","v":"WD"},1,2,10,"L",48.33,62.165046938852733,21.898080358428899,1.0079999936819E-2,"R"]
[{"$f":"INDEX(Seas_Ar,C1552)","v":"Sum"},{"$f":"INDEX(WDWE_Ar,D1552)","v":"WD"},1,2,11,"L",61.885000000000005,62.773208692424852,21.898080358428899,1.0079999936819E-2,"R"]
[{"$f":"INDEX(Seas_Ar,C1553)","v":"Sum"},{"$f":"INDEX(WDWE_Ar,D1553)","v":"WD"},1,2,12,"L",78.47999999999999,64.020719981803566,21.898080358428899,1.0079999936819E-2,"R"]
[{"$f":"INDEX(Seas_Ar,C1554)","v":"Sum"},{"$f":"INDEX(WDWE_Ar,D1554)","v":"WD"},1,2,13,"L",102.175,63.911562743982927,21.898080358428899,1.0079999936819E-2,"R"]
[{"$f":"INDEX(Seas_Ar,C1555)","v":"Sum"},{"$f":"INDEX(WDWE_Ar,D1555)","v":"WD"},1,2,14,"L",115.9,64.005126090686332,21.898080358428899,1.0079999936819E-2,"R"]
[{"$f":"INDEX(Seas_Ar,C1556)","v":"Sum"},{"$f":"INDEX(WDWE_Ar,D1556)","v":"WD"},1,2,15,"L",98.765000000000001,61.931138572094234,21.898080358428899,1.0079999936819E-2,"R"]
[{"$f":"INDEX(Seas_Ar,C1557)","v":"Sum"},{"$f":"INDEX(WDWE_Ar,D1557)","v":"WD"},1,2,16,"L",109.515,60.652439500481051,21.898080358428899,42.144482062120403,"R"]
[{"$f":"INDEX(Seas_Ar,C1558)","v":"Sum"},{"$f":"INDEX(WDWE_Ar,D1558)","v":"WD"},1,2,17,"L",119.46000000000001,60.660236446039669,55.484461629667202,91.455844854745905,"R"]
[{"$f":"INDEX(Seas_Ar,C1559)","v":"Sum"},{"$f":"INDEX(WDWE_Ar,D1559)","v":"WD"},1,2,18,"L",114.74000000000001,62.92135065803857,55.484461629667202,91.455844854745905,"R"]
[{"$f":"INDEX(Seas_Ar,C1560)","v":"Sum"},{"$f":"INDEX(WDWE_Ar,D1560)","v":"WD"},1,2,19,"L",102.53999999999999,63.139665133679856,55.484461629667202,101.828158253993,"R"]
[{"$f":"INDEX(Seas_Ar,C1561)","v":"Sum"},{"$f":"INDEX(WDWE_Ar,D1561)","v":"WD"},1,2,20,"L",37.86,59.397131265543734,55.484461629667202,101.828158253993,"R"]
[{"$f":"INDEX(Seas_Ar,C1562)","v":"Sum"},{"$f":"INDEX(WDWE_Ar,D1562)","v":"WD"},1,2,21,"L",39.635000000000005,52.481240555050519,55.484461629667202,101.828158253993,"R"]
[{"$f":"INDEX(Seas_Ar,C1563)","v":"Sum"},{"$f":"INDEX(WDWE_Ar,D1563)","v":"WD"},1,2,22,"L",41.765000000000001,50.5865827843066,58.281660903539603,95.820479080219201,"R"]
[{"$f":"INDEX(Seas_Ar,C1564)","v":"Sum"},{"$f":"INDEX(WDWE_Ar,D1564)","v":"WD"},1,2,23,"L",39.025000000000006,47.296271758570263,38.471488819012599,91.455844854745905,"R"]
[{"$f":"INDEX(Seas_Ar,C1565)","v":"Sum"},{"$f":"INDEX(WDWE_Ar,D1565)","v":"WD"},1,2,24,"L",22.574999999999999,53.822315191132631,36.623340319547601,91.455844854745905,"R"]
[{"$f":"INDEX(Seas_Ar,C1566)","v":"Sum"},{"$f":"INDEX(WDWE_Ar,D1566)","v":"WD"},1,3,1,"L",32.725000000000001,42.890997517951703,52.217731130261399,86.466240160236296,"R"]
[{"$f":"INDEX(Seas_Ar,C1567)","v":"Sum"},{"$f":"INDEX(WDWE_Ar,D1567)","v":"WD"},1,3,2,"L",14.850000000000001,56.660403374469183,53.566379623289002,86.466240160236296,"R"]
[{"$f":"INDEX(Seas_Ar,C1568)","v":"Sum"},{"$f":"INDEX(WDWE_Ar,D1568)","v":"WD"},1,3,3,"L",10.17,45.035157546571355,53.566379623289002,86.466240160236296,"R"]
[{"$f":"INDEX(Seas_Ar,C1569)","v":"Sum"},{"$f":"INDEX(WDWE_Ar,D1569)","v":"WD"},1,3,4,"L",8.18,46.017572686957088,53.566379623289002,86.466240160236296,"R"]
[{"$f":"INDEX(Seas_Ar,C1570)","v":"Sum"},{"$f":"INDEX(WDWE_Ar,D1570)","v":"WD"},1,3,5,"L",13.324999999999999,44.083930188420098,53.566379623289002,86.466240160236296,"R"]
[{"$f":"INDEX(Seas_Ar,C1571)","v":"Sum"},{"$f":"INDEX(WDWE_Ar,D1571)","v":"WD"},1,3,6,"L",16.494999999999997,46.001978795839854,54.765180400915099,86.466240160236296,"R"]
[{"$f":"INDEX(Seas_Ar,C1572)","v":"Sum"},{"$f":"INDEX(WDWE_Ar,D1572)","v":"WD"},1,3,7,"L",19.755000000000003,61.011098996177431,63.026910964693997,10.231199780035,"R"]
[{"$f":"INDEX(Seas_Ar,C1573)","v":"Sum"},{"$f":"INDEX(WDWE_Ar,D1573)","v":"WD"},1,3,8,"L",27.05,62.53930032566636,72.217711845316899,12.0355197706031,"R"]
[{"$f":"INDEX(Seas_Ar,C1574)","v":"Sum"},{"$f":"INDEX(WDWE_Ar,D1574)","v":"WD"},1,3,9,"L",32.94,67.537142428739799,63.026910964693997,10.0800001621246,"R"]
[{"$f":"INDEX(Seas_Ar,C1575)","v":"Sum"},{"$f":"INDEX(WDWE_Ar,D1575)","v":"WD"},1,3,10,"L",38.400000000000006,63.58409103052103,63.026910964693997,10.0800001621246,"R"]
[{"$f":"INDEX(Seas_Ar,C1576)","v":"Sum"},{"$f":"INDEX(WDWE_Ar,D1576)","v":"WD"},1,3,11,"L",37.144999999999996,64.340394749706874,62.187750801443997,10.0800001621246,"R"]
[{"$f":"INDEX(Seas_Ar,C1577)","v":"Sum"},{"$f":"INDEX(WDWE_Ar,D1577)","v":"WD"},1,3,12,"L",39.704999999999998,70.125728354200618,63.026910964693997,1.0079999936819E-2,"R"]
[{"$f":"INDEX(Seas_Ar,C1578)","v":"Sum"},{"$f":"INDEX(WDWE_Ar,D1578)","v":"WD"},1,3,13,"L",38.195,68.68329342585649,59.2906492397546,10.0800001621246,"R"]
[{"$f":"INDEX(Seas_Ar,C1579)","v":"Sum"},{"$f":"INDEX(WDWE_Ar,D1579)","v":"WD"},1,3,14,"L",51.915000000000006,66.313021976036936,59.2906492397546,10.0800001621246,"R"]
[{"$f":"INDEX(Seas_Ar,C1580)","v":"Sum"},{"$f":"INDEX(WDWE_Ar,D1580)","v":"WD"},1,3,15,"L",41.975000000000001,61.884356898742531,59.2906492397546,10.0800001621246,"R"]
[{"$f":"INDEX(Seas_Ar,C1581)","v":"Sum"},{"$f":"INDEX(WDWE_Ar,D1581)","v":"WD"},1,3,16,"L",54.484999999999999,64.215643620768986,63.026910964693997,10.0800001621246,"R"]
[{"$f":"INDEX(Seas_Ar,C1582)","v":"Sum"},{"$f":"INDEX(WDWE_Ar,D1582)","v":"WD"},1,3,17,"L",61.44,57.175001781337905,63.026910964693997,74.743202740240093,"R"]
[{"$f":"INDEX(Seas_Ar,C1583)","v":"Sum"},{"$f":"INDEX(WDWE_Ar,D1583)","v":"WD"},1,3,18,"L",41.58,52.644976411781471,63.026910964693997,74.743202740240093,"R"]
[{"$f":"INDEX(Seas_Ar,C1584)","v":"Sum"},{"$f":"INDEX(WDWE_Ar,D1584)","v":"WD"},1,3,19,"L",25.825000000000003,48.879051706969499,63.026910964693997,86.466240160236296,"R"]
[{"$f":"INDEX(Seas_Ar,C1585)","v":"Sum"},{"$f":"INDEX(WDWE_Ar,D1585)","v":"WD"},1,3,20,"L",22.86,41.986551833152141,63.026910964693997,86.466240160236296,"R"]
[{"$f":"INDEX(Seas_Ar,C1586)","v":"Sum"},{"$f":"INDEX(WDWE_Ar,D1586)","v":"WD"},1,3,21,"L",31.695,44.154102698447637,63.026910964693997,74.743202740240093,"R"]
[{"$f":"INDEX(Seas_Ar,C1587)","v":"Sum"},{"$f":"INDEX(WDWE_Ar,D1587)","v":"WD"},1,3,22,"L",77.66,52.691758085133173,63.026910964693997,74.743202740240093,"R"]
[{"$f":"INDEX(Seas_Ar,C1588)","v":"Sum"},{"$f":"INDEX(WDWE_Ar,D1588)","v":"WD"},1,3,23,"L",23.285,45.666710136819326,62.187750801443997,74.743202740240093,"R"]
[{"$f":"INDEX(Seas_Ar,C1589)","v":"Sum"},{"$f":"INDEX(WDWE_Ar,D1589)","v":"WD"},1,3,24,"L",6.4949999999999992,39.920361260118653,41.598359926357197,74.743202740240093,"R"]
[{"$f":"INDEX(Seas_Ar,C1590)","v":"Sum"},{"$f":"INDEX(WDWE_Ar,D1590)","v":"WD"},1,4,1,"L",7.585,45.237878131095393,35.184781672925901,73.009441481885901,"R"]
[{"$f":"INDEX(Seas_Ar,C1591)","v":"Sum"},{"$f":"INDEX(WDWE_Ar,D1591)","v":"WD"},1,4,2,"L",4.6349999999999998,44.848030853164545,35.184781672925901,73.009441481885901,"R"]
[{"$f":"INDEX(Seas_Ar,C1592)","v":"Sum"},{"$f":"INDEX(WDWE_Ar,D1592)","v":"WD"},1,4,3,"L",3.4000000000000004,43.616113454903072,35.184781672925901,73.009441481885901,"R"]
[{"$f":"INDEX(Seas_Ar,C1593)","v":"Sum"},{"$f":"INDEX(WDWE_Ar,D1593)","v":"WD"},1,4,4,"L",0.87,41.674674010807465,35.184781672925901,73.009441481885901,"R"]
[{"$f":"INDEX(Seas_Ar,C1594)","v":"Sum"},{"$f":"INDEX(WDWE_Ar,D1594)","v":"WD"},1,4,5,"L",0.57000000000000006,40.045112389056527,35.184781672925901,73.009441481885901,"R"]
[{"$f":"INDEX(Seas_Ar,C1595)","v":"Sum"},{"$f":"INDEX(WDWE_Ar,D1595)","v":"WD"},1,4,6,"L",1.5549999999999999,44.403604956323385,35.184781672925901,73.009441481885901,"R"]
[{"$f":"INDEX(Seas_Ar,C1596)","v":"Sum"},{"$f":"INDEX(WDWE_Ar,D1596)","v":"WD"},1,4,7,"L",8.7650000000000006,35.39033589056222,48.051899094915299,43.958881322259899,"R"]
[{"$f":"INDEX(Seas_Ar,C1597)","v":"Sum"},{"$f":"INDEX(WDWE_Ar,D1597)","v":"WD"},1,4,8,"L",16.774999999999999,41.035324475000877,48.051899094915299,48.192482159395198,"R"]
[{"$f":"INDEX(Seas_Ar,C1598)","v":"Sum"},{"$f":"INDEX(WDWE_Ar,D1598)","v":"WD"},1,4,9,"L",26.740000000000002,58.422513070716619,48.051899094915299,43.958881322259899,"R"]
[{"$f":"INDEX(Seas_Ar,C1599)","v":"Sum"},{"$f":"INDEX(WDWE_Ar,D1599)","v":"WD"},1,4,10,"L",22.490000000000002,62.601675890135283,50.399551411700202,43.958881322259899,"R"]
[{"$f":"INDEX(Seas_Ar,C1600)","v":"Sum"},{"$f":"INDEX(WDWE_Ar,D1600)","v":"WD"},1,4,11,"L",26.57,62.671848400162837,50.399551411700202,10.755360249891201,"R"]
[{"$f":"INDEX(Seas_Ar,C1601)","v":"Sum"},{"$f":"INDEX(WDWE_Ar,D1601)","v":"WD"},1,4,12,"L",26.115000000000002,61.471118784135832,42.8371216191101,10.755360249891201,"R"]
[{"$f":"INDEX(Seas_Ar,C1602)","v":"Sum"},{"$f":"INDEX(WDWE_Ar,D1602)","v":"WD"},1,4,13,"L",25.734999999999999,62.375564468935394,50.399551411700202,10.231199780035,"R"]
[{"$f":"INDEX(Seas_Ar,C1603)","v":"Sum"},{"$f":"INDEX(WDWE_Ar,D1603)","v":"WD"},1,4,14,"L",25.939999999999998,62.500315597873261,42.8371216191101,10.755360249891201,"R"]
[{"$f":"INDEX(Seas_Ar,C1604)","v":"Sum"},{"$f":"INDEX(WDWE_Ar,D1604)","v":"WD"},1,4,15,"L",32.519999999999996,62.944741494714421,50.399551411700202,43.958881322259899,"R"]
[{"$f":"INDEX(Seas_Ar,C1605)","v":"Sum"},{"$f":"INDEX(WDWE_Ar,D1605)","v":"WD"},1,4,16,"L",32.325000000000003,63.864781070631224,50.399551411700202,66.356642912969605,"R"]
[{"$f":"INDEX(Seas_Ar,C1606)","v":"Sum"},{"$f":"INDEX(WDWE_Ar,D1606)","v":"WD"},1,4,17,"L",25.96,56.605824755558871,50.399551411700202,90.820799922656903,"R"]
[{"$f":"INDEX(Seas_Ar,C1607)","v":"Sum"},{"$f":"INDEX(WDWE_Ar,D1607)","v":"WD"},1,4,18,"L",16.740000000000002,43.927991277247756,50.399551411700202,90.820799922656903,"R"]
[{"$f":"INDEX(Seas_Ar,C1608)","v":"Sum"},{"$f":"INDEX(WDWE_Ar,D1608)","v":"WD"},1,4,19,"L",15.73,53.526031259905189,50.399551411700202,94.913285217971804,"R"]
[{"$f":"INDEX(Seas_Ar,C1609)","v":"Sum"},{"$f":"INDEX(WDWE_Ar,D1609)","v":"WD"},1,4,20,"L",11.7,44.598528595288812,50.399551411700202,111.78720333604799,"R"]
[{"$f":"INDEX(Seas_Ar,C1610)","v":"Sum"},{"$f":"INDEX(WDWE_Ar,D1610)","v":"WD"},1,4,21,"L",12.52,45.518568171205608,50.399551411700202,94.913285217971804,"R"]
[{"$f":"INDEX(Seas_Ar,C1611)","v":"Sum"},{"$f":"INDEX(WDWE_Ar,D1611)","v":"WD"},1,4,22,"L",23.43,53.182965655326051,50.399551411700202,90.820799922656903,"R"]
[{"$f":"INDEX(Seas_Ar,C1612)","v":"Sum"},{"$f":"INDEX(WDWE_Ar,D1612)","v":"WD"},1,4,23,"L",16.97,59.771384652357341,50.399551411700202,90.820799922656903,"R"]
[{"$f":"INDEX(Seas_Ar,C1613)","v":"Sum"},{"$f":"INDEX(WDWE_Ar,D1613)","v":"WD"},1,4,24,"L",13.884999999999998,58.071650520578842,37.682281705112402,90.820799922656903,"R"]
[{"$f":"INDEX(Seas_Ar,C1614)","v":"Sum"},{"$f":"INDEX(WDWE_Ar,D1614)","v":"WD"},1,5,1,"L",12.984999999999999,58.820157294206076,29.020949611830702,89.732158059444302,"R"]
[{"$f":"INDEX(Seas_Ar,C1615)","v":"Sum"},{"$f":"INDEX(WDWE_Ar,D1615)","v":"WD"},1,5,2,"L",10.615,59.87274494461937,29.020949611830702,89.732158059444302,"R"]
[{"$f":"INDEX(Seas_Ar,C1616)","v":"Sum"},{"$f":"INDEX(WDWE_Ar,D1616)","v":"WD"},1,5,3,"L",2.0750000000000002,58.586248927447571,29.020949611830702,89.732158059444302,"R"]
[{"$f":"INDEX(Seas_Ar,C1617)","v":"Sum"},{"$f":"INDEX(WDWE_Ar,D1617)","v":"WD"},1,5,4,"L",1.1399999999999999,57.159407890220677,29.020949611830702,89.732158059444302,"R"]
[{"$f":"INDEX(Seas_Ar,C1618)","v":"Sum"},{"$f":"INDEX(WDWE_Ar,D1618)","v":"WD"},1,5,5,"L",1.165,57.806554371585882,29.020949611830702,89.732158059444302,"R"]
[{"$f":"INDEX(Seas_Ar,C1619)","v":"Sum"},{"$f":"INDEX(WDWE_Ar,D1619)","v":"WD"},1,5,6,"L",4.75,55.030841752718253,29.020949611830702,89.732158059444302,"R"]
[{"$f":"INDEX(Seas_Ar,C1620)","v":"Sum"},{"$f":"INDEX(WDWE_Ar,D1620)","v":"WD"},1,5,7,"L",17.78,53.284325947588066,37.942020031671497,85.740478918094595,"R"]
[{"$f":"INDEX(Seas_Ar,C1621)","v":"Sum"},{"$f":"INDEX(WDWE_Ar,D1621)","v":"WD"},1,5,8,"L",18.72,55.069826480511331,41.628328707260998,85.740478918094595,"R"]
[{"$f":"INDEX(Seas_Ar,C1622)","v":"Sum"},{"$f":"INDEX(WDWE_Ar,D1622)","v":"WD"},1,5,9,"L",23.495000000000001,63.131868188121238,39.630328681511799,85.740478918094595,"R"]
[{"$f":"INDEX(Seas_Ar,C1623)","v":"Sum"},{"$f":"INDEX(WDWE_Ar,D1623)","v":"WD"},1,5,10,"L",30.585000000000001,64.862790102134198,37.942020031671497,85.740478918094595,"R"]
[{"$f":"INDEX(Seas_Ar,C1624)","v":"Sum"},{"$f":"INDEX(WDWE_Ar,D1624)","v":"WD"},1,5,11,"L",35.635000000000005,65.548921311292474,36.1238403131103,72.444963933744404,"R"]
[{"$f":"INDEX(Seas_Ar,C1625)","v":"Sum"},{"$f":"INDEX(WDWE_Ar,D1625)","v":"WD"},1,5,12,"L",37.409999999999997,65.205855706713336,37.942020031671497,72.444963933744404,"R"]
[{"$f":"INDEX(Seas_Ar,C1626)","v":"Sum"},{"$f":"INDEX(WDWE_Ar,D1626)","v":"WD"},1,5,13,"L",35.590000000000003,67.451376027595018,37.732230943579602,72.444963933744404,"R"]
[{"$f":"INDEX(Seas_Ar,C1627)","v":"Sum"},{"$f":"INDEX(WDWE_Ar,D1627)","v":"WD"},1,5,14,"L",35.634999999999998,66.866605110698742,37.942020031671497,85.740478918094595,"R"]
[{"$f":"INDEX(Seas_Ar,C1628)","v":"Sum"},{"$f":"INDEX(WDWE_Ar,D1628)","v":"WD"},1,5,15,"L",34.635000000000005,75.638168864142784,36.1238403131103,85.740478918094595,"R"]
[{"$f":"INDEX(Seas_Ar,C1629)","v":"Sum"},{"$f":"INDEX(WDWE_Ar,D1629)","v":"WD"},1,5,16,"L",35.159999999999997,75.684950537494487,37.942020031671497,94.177441822347603,"R"]
[{"$f":"INDEX(Seas_Ar,C1630)","v":"Sum"},{"$f":"INDEX(WDWE_Ar,D1630)","v":"WD"},1,5,17,"L",36.055,62.515909488990509,41.628328707260998,94.177441822347603,"R"]
[{"$f":"INDEX(Seas_Ar,C1631)","v":"Sum"},{"$f":"INDEX(WDWE_Ar,D1631)","v":"WD"},1,5,18,"L",31.159999999999997,62.250813339997528,39.630328681511799,94.177441822347603,"R"]
[{"$f":"INDEX(Seas_Ar,C1632)","v":"Sum"},{"$f":"INDEX(WDWE_Ar,D1632)","v":"WD"},1,5,19,"L",29.375,54.828121168194208,57.492449978756802,111.464643638477,"R"]
[{"$f":"INDEX(Seas_Ar,C1633)","v":"Sum"},{"$f":"INDEX(WDWE_Ar,D1633)","v":"WD"},1,5,20,"L",29.355,50.602176675423841,41.628328707260998,195.31007760421701,"R"]
[{"$f":"INDEX(Seas_Ar,C1634)","v":"Sum"},{"$f":"INDEX(WDWE_Ar,D1634)","v":"WD"},1,5,21,"L",29.75,57.136017053544826,41.628328707260998,111.464643638477,"R"]
[{"$f":"INDEX(Seas_Ar,C1635)","v":"Sum"},{"$f":"INDEX(WDWE_Ar,D1635)","v":"WD"},1,5,22,"L",25.024999999999999,45.775867374639965,41.628328707260998,94.177441822347603,"R"]
[{"$f":"INDEX(Seas_Ar,C1636)","v":"Sum"},{"$f":"INDEX(WDWE_Ar,D1636)","v":"WD"},1,5,23,"L",25.645,50.251314125286079,41.628328707260998,94.177441822347603,"R"]
[{"$f":"INDEX(Seas_Ar,C1637)","v":"Sum"},{"$f":"INDEX(WDWE_Ar,D1637)","v":"WD"},1,5,24,"L",15.285,52.262926079409247,9.9900001287460292,94.177441822347603,"R"]
[{"$f":"INDEX(Seas_Ar,C1638)","v":"Sum"},{"$f":"INDEX(WDWE_Ar,D1638)","v":"WE"},1,6,1,"L",16.245000000000001,57.923508554965125,9.9900001287460292,59.340959877767503,"R"]
[{"$f":"INDEX(Seas_Ar,C1639)","v":"Sum"},{"$f":"INDEX(WDWE_Ar,D1639)","v":"WE"},1,6,2,"L",15.775,57.393316256979183,9.9900001287460292,59.340959877767503,"R"]
[{"$f":"INDEX(Seas_Ar,C1640)","v":"Sum"},{"$f":"INDEX(WDWE_Ar,D1640)","v":"WE"},1,6,3,"L",15.815,55.124405099421658,9.9900001287460292,59.340959877767503,"R"]
[{"$f":"INDEX(Seas_Ar,C1641)","v":"Sum"},{"$f":"INDEX(WDWE_Ar,D1641)","v":"WE"},1,6,4,"L",8.8149999999999995,52.223941351616155,9.9900001287460292,59.340959877767503,"R"]
[{"$f":"INDEX(Seas_Ar,C1642)","v":"Sum"},{"$f":"INDEX(WDWE_Ar,D1642)","v":"WE"},1,6,5,"L",5.48,54.375898325794431,13.3166700954008,59.340959877767503,"R"]
[{"$f":"INDEX(Seas_Ar,C1643)","v":"Sum"},{"$f":"INDEX(WDWE_Ar,D1643)","v":"WE"},1,6,6,"L",13.579999999999998,51.740530726981923,9.9900001287460292,59.340959877767503,"R"]
[{"$f":"INDEX(Seas_Ar,C1644)","v":"Sum"},{"$f":"INDEX(WDWE_Ar,D1644)","v":"WE"},1,6,7,"L",18.350000000000001,51.413059013519998,13.3166700954008,60.812642823800999,"R"]
[{"$f":"INDEX(Seas_Ar,C1645)","v":"Sum"},{"$f":"INDEX(WDWE_Ar,D1645)","v":"WE"},1,6,8,"L",16.285,52.481240555050519,13.9860001802444,60.812642823800999,"R"]
[{"$f":"INDEX(Seas_Ar,C1646)","v":"Sum"},{"$f":"INDEX(WDWE_Ar,D1646)","v":"WE"},1,6,9,"L",31.795000000000002,56.644809483351963,21.1887893584585,60.812642823800999,"R"]
[{"$f":"INDEX(Seas_Ar,C1647)","v":"Sum"},{"$f":"INDEX(WDWE_Ar,D1647)","v":"WE"},1,6,10,"L",24.63,53.237544274236363,21.1887893584585,55.681922587471,"R"]
[{"$f":"INDEX(Seas_Ar,C1648)","v":"Sum"},{"$f":"INDEX(WDWE_Ar,D1648)","v":"WE"},1,6,11,"L",43.269999999999996,59.13983206210937,21.1887893584585,55.681922587471,"R"]
[{"$f":"INDEX(Seas_Ar,C1649)","v":"Sum"},{"$f":"INDEX(WDWE_Ar,D1649)","v":"WE"},1,6,12,"L",31.99,62.890162875804108,21.1887893584585,55.681922587471,"R"]
[{"$f":"INDEX(Seas_Ar,C1650)","v":"Sum"},{"$f":"INDEX(WDWE_Ar,D1650)","v":"WE"},1,6,13,"L",37.945,63.779014669486443,20.169810793461799,59.340959877767503,"R"]
[{"$f":"INDEX(Seas_Ar,C1651)","v":"Sum"},{"$f":"INDEX(WDWE_Ar,D1651)","v":"WE"},1,6,14,"L",46.150000000000006,61.510103511928918,21.1887893584585,60.812642823800999,"R"]
[{"$f":"INDEX(Seas_Ar,C1652)","v":"Sum"},{"$f":"INDEX(WDWE_Ar,D1652)","v":"WE"},1,6,15,"L",46.129999999999995,58.89812674979224,20.169810793461799,62.233922692851998,"R"]
[{"$f":"INDEX(Seas_Ar,C1653)","v":"Sum"},{"$f":"INDEX(WDWE_Ar,D1653)","v":"WE"},1,6,16,"L",37.99,61.213819580701468,21.1887893584585,84.369598280811203,"R"]
[{"$f":"INDEX(Seas_Ar,C1654)","v":"Sum"},{"$f":"INDEX(WDWE_Ar,D1654)","v":"WE"},1,6,17,"L",41.1,61.330773764080725,36.183781685800497,84.369598280811203,"R"]
[{"$f":"INDEX(Seas_Ar,C1655)","v":"Sum"},{"$f":"INDEX(WDWE_Ar,D1655)","v":"WE"},1,6,18,"L",43.365000000000002,61.026692887294679,38.011949727702103,84.369598280811203,"R"]
[{"$f":"INDEX(Seas_Ar,C1656)","v":"Sum"},{"$f":"INDEX(WDWE_Ar,D1656)","v":"WE"},1,6,19,"L",46.07,58.056056629461629,38.011949727702103,84.369598280811203,"R"]
[{"$f":"INDEX(Seas_Ar,C1657)","v":"Sum"},{"$f":"INDEX(WDWE_Ar,D1657)","v":"WE"},1,6,20,"L",42.844999999999999,61.322976818522115,38.011949727702103,84.369598280811203,"R"]
[{"$f":"INDEX(Seas_Ar,C1658)","v":"Sum"},{"$f":"INDEX(WDWE_Ar,D1658)","v":"WE"},1,6,21,"L",40.724999999999994,57.479082658123964,38.011949727702103,84.369598280811203,"R"]
[{"$f":"INDEX(Seas_Ar,C1659)","v":"Sum"},{"$f":"INDEX(WDWE_Ar,D1659)","v":"WE"},1,6,22,"L",44.44,51.257120102347656,38.011949727702103,84.369598280811203,"R"]
[{"$f":"INDEX(Seas_Ar,C1660)","v":"Sum"},{"$f":"INDEX(WDWE_Ar,D1660)","v":"WE"},1,6,23,"L",37.299999999999997,57.962493282758217,28.391580442113799,84.369598280811203,"R"]
[{"$f":"INDEX(Seas_Ar,C1661)","v":"Sum"},{"$f":"INDEX(WDWE_Ar,D1661)","v":"WE"},1,6,24,"L",23.405000000000001,45.955197122488151,28.391580442113799,84.369598280811203,"R"]
[{"$f":"INDEX(Seas_Ar,C1662)","v":"Sum"},{"$f":"INDEX(WDWE_Ar,D1662)","v":"WE"},1,7,1,"L",22.115000000000002,42.641495260075956,0.36963000952720598,69.491523578624694,"R"]
[{"$f":"INDEX(Seas_Ar,C1663)","v":"Sum"},{"$f":"INDEX(WDWE_Ar,D1663)","v":"WE"},1,7,2,"L",15.574999999999999,41.799425139745331,0.36963000952720598,69.491523578624694,"R"]
[{"$f":"INDEX(Seas_Ar,C1664)","v":"Sum"},{"$f":"INDEX(WDWE_Ar,D1664)","v":"WE"},1,7,3,"L",15.565000000000001,47.60814958091494,0.36963000952720598,69.491523578624694,"R"]
[{"$f":"INDEX(Seas_Ar,C1665)","v":"Sum"},{"$f":"INDEX(WDWE_Ar,D1665)","v":"WE"},1,7,4,"L",12.91,47.452210669742605,0.36963000952720598,69.491523578624694,"R"]
[{"$f":"INDEX(Seas_Ar,C1666)","v":"Sum"},{"$f":"INDEX(WDWE_Ar,D1666)","v":"WE"},1,7,5,"L",15.23,43.725270692723711,8.7112803790283202,69.491523578624694,"R"]
[{"$f":"INDEX(Seas_Ar,C1667)","v":"Sum"},{"$f":"INDEX(WDWE_Ar,D1667)","v":"WE"},1,7,6,"L",15.795,44.00596073283392,8.7112803790283202,65.328478589792198,"R"]
[{"$f":"INDEX(Seas_Ar,C1668)","v":"Sum"},{"$f":"INDEX(WDWE_Ar,D1668)","v":"WE"},1,7,7,"L",10.15,43.327626469234247,9.9900001287460292,10.0800001621246,"R"]
[{"$f":"INDEX(Seas_Ar,C1669)","v":"Sum"},{"$f":"INDEX(WDWE_Ar,D1669)","v":"WE"},1,7,8,"L",11.984999999999999,39.257620887636214,9.9900001287460292,10.0800001621246,"R"]
[{"$f":"INDEX(Seas_Ar,C1670)","v":"Sum"},{"$f":"INDEX(WDWE_Ar,D1670)","v":"WE"},1,7,9,"L",22.774999999999999,42.306226601055428,9.9900001287460292,10.0800001621246,"R"]
[{"$f":"INDEX(Seas_Ar,C1671)","v":"Sum"},{"$f":"INDEX(WDWE_Ar,D1671)","v":"WE"},1,7,10,"L",22.375,39.413559798808549,9.9900001287460292,10.0800001621246,"R"]
[{"$f":"INDEX(Seas_Ar,C1672)","v":"Sum"},{"$f":"INDEX(WDWE_Ar,D1672)","v":"WE"},1,7,11,"L",35.204999999999998,37.191430314602734,9.9900001287460292,10.0800001621246,"R"]
[{"$f":"INDEX(Seas_Ar,C1673)","v":"Sum"},{"$f":"INDEX(WDWE_Ar,D1673)","v":"WE"},1,7,12,"L",44.865000000000002,42.103506016531391,9.9900001287460292,10.0800001621246,"R"]
[{"$f":"INDEX(Seas_Ar,C1674)","v":"Sum"},{"$f":"INDEX(WDWE_Ar,D1674)","v":"WE"},1,7,13,"L",36.195,36.653441071058161,9.9900001287460292,10.0800001621246,"R"]
[{"$f":"INDEX(Seas_Ar,C1675)","v":"Sum"},{"$f":"INDEX(WDWE_Ar,D1675)","v":"WE"},1,7,14,"L",35.045000000000002,29.729753415006329,9.9900001287460292,10.0800001621246,"R"]
[{"$f":"INDEX(Seas_Ar,C1676)","v":"Sum"},{"$f":"INDEX(WDWE_Ar,D1676)","v":"WE"},1,7,15,"L",35.94,35.257787816065729,9.9900001287460292,10.0800001621246,"R"]
[{"$f":"INDEX(Seas_Ar,C1677)","v":"Sum"},{"$f":"INDEX(WDWE_Ar,D1677)","v":"WE"},1,7,16,"L",37.094999999999999,20.311043180197085,9.9900001287460292,52.012799298477098,"R"]
[{"$f":"INDEX(Seas_Ar,C1678)","v":"Sum"},{"$f":"INDEX(WDWE_Ar,D1678)","v":"WE"},1,7,17,"L",41.61,52.964651179684772,10.2497403607463,78.805441575107494,"R"]
[{"$f":"INDEX(Seas_Ar,C1679)","v":"Sum"},{"$f":"INDEX(WDWE_Ar,D1679)","v":"WE"},1,7,18,"L",43.004999999999995,53.884690755601568,10.2497403607463,78.805441575107494,"R"]
[{"$f":"INDEX(Seas_Ar,C1680)","v":"Sum"},{"$f":"INDEX(WDWE_Ar,D1680)","v":"WE"},1,7,19,"L",24.84,52.761930595160727,10.2497403607463,78.805441575107494,"R"]
[{"$f":"INDEX(Seas_Ar,C1681)","v":"Sum"},{"$f":"INDEX(WDWE_Ar,D1681)","v":"WE"},1,7,20,"L",16.545000000000002,33.308551426411498,10.2497403607463,94.903203064489304,"R"]
[{"$f":"INDEX(Seas_Ar,C1682)","v":"Sum"},{"$f":"INDEX(WDWE_Ar,D1682)","v":"WE"},1,7,21,"L",25.994999999999997,26.338082097007973,10.2497403607463,78.805441575107494,"R"]
[{"$f":"INDEX(Seas_Ar,C1683)","v":"Sum"},{"$f":"INDEX(WDWE_Ar,D1683)","v":"WE"},1,7,22,"L",39.984999999999999,39.857985695649717,10.2497403607463,78.805441575107494,"R"]
[{"$f":"INDEX(Seas_Ar,C1684)","v":"Sum"},{"$f":"INDEX(WDWE_Ar,D1684)","v":"WE"},1,7,23,"L",16.36,38.820991936353664,10.2497403607463,78.805441575107494,"R"]
[{"$f":"INDEX(Seas_Ar,C1685)","v":"Sum"},{"$f":"INDEX(WDWE_Ar,D1685)","v":"WE"},1,7,24,"L",15.82,35.055067231541692,10.2497403607463,78.805441575107494,"R"]
[{"$f":"INDEX(Seas_Ar,C1686)","v":"Sum"},{"$f":"INDEX(WDWE_Ar,D1686)","v":"WD"},1,1,1,"L",6.49,9.5003878422501664,9.9900001287460292,116.74656157011,"R"]
[{"$f":"INDEX(Seas_Ar,C1687)","v":"Sum"},{"$f":"INDEX(WDWE_Ar,D1687)","v":"WD"},1,1,2,"L",3.47,5.0795602176591794,9.9900001287460292,116.74656157011,"R"]
[{"$f":"INDEX(Seas_Ar,C1688)","v":"Sum"},{"$f":"INDEX(WDWE_Ar,D1688)","v":"WD"},1,1,3,"L",0.41500000000000004,0.60749783582955608,10.139849749588899,116.74656157011,"R"]
[{"$f":"INDEX(Seas_Ar,C1689)","v":"Sum"},{"$f":"INDEX(WDWE_Ar,D1689)","v":"WD"},1,1,4,"L",0.11499999999999999,0.16834277378409382,10.139849749588899,116.74656157011,"R"]
[{"$f":"INDEX(Seas_Ar,C1690)","v":"Sum"},{"$f":"INDEX(WDWE_Ar,D1690)","v":"WD"},1,1,5,"L",0.37,0.54162457652273666,10.139849749588899,116.74656157011,"R"]
[{"$f":"INDEX(Seas_Ar,C1691)","v":"Sum"},{"$f":"INDEX(WDWE_Ar,D1691)","v":"WD"},1,1,6,"L",1.9200000000000002,2.8105923970909581,17.991990460524502,116.74656157011,"R"]
[{"$f":"INDEX(Seas_Ar,C1692)","v":"Sum"},{"$f":"INDEX(WDWE_Ar,D1692)","v":"WD"},1,1,7,"L",8.3849999999999998,12.274383984170669,17.991990460524502,127.189442353305,"R"]
[{"$f":"INDEX(Seas_Ar,C1693)","v":"Sum"},{"$f":"INDEX(WDWE_Ar,D1693)","v":"WD"},1,1,8,"L",10.115,14.806844841966168,17.991990460524502,127.189442353305,"R"]
[{"$f":"INDEX(Seas_Ar,C1694)","v":"Sum"},{"$f":"INDEX(WDWE_Ar,D1694)","v":"WD"},1,1,9,"L",36.454999999999998,53.364659289557743,21.168810806336399,127.189442353305,"R"]
[{"$f":"INDEX(Seas_Ar,C1695)","v":"Sum"},{"$f":"INDEX(WDWE_Ar,D1695)","v":"WD"},1,1,10,"L",51.81,75.842079215251331,17.991990460524502,127.189442353305,"R"]
[{"$f":"INDEX(Seas_Ar,C1696)","v":"Sum"},{"$f":"INDEX(WDWE_Ar,D1696)","v":"WD"},1,1,11,"L",47.745000000000005,69.891528124535313,17.991990460524502,116.74656157011,"R"]
[{"$f":"INDEX(Seas_Ar,C1697)","v":"Sum"},{"$f":"INDEX(WDWE_Ar,D1697)","v":"WD"},1,1,12,"L",40.35,59.066355845114664,21.168810806336399,127.189442353305,"R"]
[{"$f":"INDEX(Seas_Ar,C1698)","v":"Sum"},{"$f":"INDEX(WDWE_Ar,D1698)","v":"WD"},1,1,13,"L",141.57499999999999,207.24459303028769,17.991990460524502,127.189442353305,"R"]
[{"$f":"INDEX(Seas_Ar,C1699)","v":"Sum"},{"$f":"INDEX(WDWE_Ar,D1699)","v":"WD"},1,1,14,"L",70.75,103.56740213238817,17.991990460524502,127.189442353305,"R"]
[{"$f":"INDEX(Seas_Ar,C1700)","v":"Sum"},{"$f":"INDEX(WDWE_Ar,D1700)","v":"WD"},1,1,15,"L",41.265000000000001,60.405778784353323,10.139849749588899,140.88816657265599,"R"]
[{"$f":"INDEX(Seas_Ar,C1701)","v":"Sum"},{"$f":"INDEX(WDWE_Ar,D1701)","v":"WD"},1,1,16,"L",48.68,71.260228067910333,18.551429934210699,140.88816657265599,"R"]
[{"$f":"INDEX(Seas_Ar,C1702)","v":"Sum"},{"$f":"INDEX(WDWE_Ar,D1702)","v":"WD"},1,1,17,"L",55.03,80.555676881205954,28.1018695237684,140.88816657265599,"R"]
[{"$f":"INDEX(Seas_Ar,C1703)","v":"Sum"},{"$f":"INDEX(WDWE_Ar,D1703)","v":"WD"},1,1,18,"L",65.84,96.379897616910782,28.1018695237684,140.88816657265599,"R"]
[{"$f":"INDEX(Seas_Ar,C1704)","v":"Sum"},{"$f":"INDEX(WDWE_Ar,D1704)","v":"WD"},1,1,19,"L",39.704999999999998,58.122172461716922,35.254711368956499,143.589599233293,"R"]
[{"$f":"INDEX(Seas_Ar,C1705)","v":"Sum"},{"$f":"INDEX(WDWE_Ar,D1705)","v":"WD"},1,1,20,"L",19.34,28.310862999864128,35.5544106106424,140.88816657265599,"R"]
[{"$f":"INDEX(Seas_Ar,C1706)","v":"Sum"},{"$f":"INDEX(WDWE_Ar,D1706)","v":"WD"},1,1,21,"L",5.49,8.0365376354319586,37.352609871640198,140.88816657265599,"R"]
[{"$f":"INDEX(Seas_Ar,C1707)","v":"Sum"},{"$f":"INDEX(WDWE_Ar,D1707)","v":"WD"},1,1,22,"L",23.73,34.737165407796063,35.5544106106424,140.88816657265599,"R"]
[{"$f":"INDEX(Seas_Ar,C1708)","v":"Sum"},{"$f":"INDEX(WDWE_Ar,D1708)","v":"WD"},1,1,23,"L",9.7949999999999999,14.33841277578434,37.352609871640198,140.88816657265599,"R"]
[{"$f":"INDEX(Seas_Ar,C1709)","v":"Sum"},{"$f":"INDEX(WDWE_Ar,D1709)","v":"WD"},1,1,24,"L",12.225,17.895568778352583,34.195769983391699,140.88816657265599,"R"]
[{"$f":"INDEX(Seas_Ar,C1710)","v":"Sum"},{"$f":"INDEX(WDWE_Ar,D1710)","v":"WD"},1,2,1,"L",3.1050000000000004,4.5452548921705347,37.412551244330402,91.7481580918693,"R"]
[{"$f":"INDEX(Seas_Ar,C1711)","v":"Sum"},{"$f":"INDEX(WDWE_Ar,D1711)","v":"WD"},1,2,2,"L",0.155,0.22689678205682212,39.979980972547501,91.7481580918693,"R"]
[{"$f":"INDEX(Seas_Ar,C1712)","v":"Sum"},{"$f":"INDEX(WDWE_Ar,D1712)","v":"WD"},1,2,3,"L",4.4999999999999998E-2,6.5873259306819323E-2,39.979980972547501,91.7481580918693,"R"]
[{"$f":"INDEX(Seas_Ar,C1713)","v":"Sum"},{"$f":"INDEX(WDWE_Ar,D1713)","v":"WD"},1,2,4,"L",0.03,4.391550620454622E-2,39.979980972547501,91.7481580918693,"R"]
[{"$f":"INDEX(Seas_Ar,C1714)","v":"Sum"},{"$f":"INDEX(WDWE_Ar,D1714)","v":"WD"},1,2,5,"L",0.03,4.391550620454622E-2,39.979980972547501,91.7481580918693,"R"]
[{"$f":"INDEX(Seas_Ar,C1715)","v":"Sum"},{"$f":"INDEX(WDWE_Ar,D1715)","v":"WD"},1,2,6,"L",0.12,0.17566202481818488,39.979980972547501,91.7481580918693,"R"]
[{"$f":"INDEX(Seas_Ar,C1716)","v":"Sum"},{"$f":"INDEX(WDWE_Ar,D1716)","v":"WD"},1,2,7,"L",1.24,1.815174256454577,39.979980972547501,97.624800032091102,"R"]
[{"$f":"INDEX(Seas_Ar,C1717)","v":"Sum"},{"$f":"INDEX(WDWE_Ar,D1717)","v":"WD"},1,2,8,"L",3.105,4.5452548921705338,39.979980972547501,97.624800032091102,"R"]
[{"$f":"INDEX(Seas_Ar,C1718)","v":"Sum"},{"$f":"INDEX(WDWE_Ar,D1718)","v":"WD"},1,2,9,"L",3.585,5.2479029914432731,39.979980972547501,97.624800032091102,"R"]
[{"$f":"INDEX(Seas_Ar,C1719)","v":"Sum"},{"$f":"INDEX(WDWE_Ar,D1719)","v":"WD"},1,2,10,"L",3.87,5.6651003003864622,39.979980972547501,97.624800032091102,"R"]
[{"$f":"INDEX(Seas_Ar,C1720)","v":"Sum"},{"$f":"INDEX(WDWE_Ar,D1720)","v":"WD"},1,2,11,"L",4.2249999999999996,6.1847671238069255,47.042910758700302,97.624800032091102,"R"]
[{"$f":"INDEX(Seas_Ar,C1721)","v":"Sum"},{"$f":"INDEX(WDWE_Ar,D1721)","v":"WD"},1,2,12,"L",11.045,16.168225534307101,39.979980972547501,71.658717461137698,"R"]
[{"$f":"INDEX(Seas_Ar,C1722)","v":"Sum"},{"$f":"INDEX(WDWE_Ar,D1722)","v":"WD"},1,2,13,"L",15.05,22.030945612614023,39.979980972547501,71.658717461137698,"R"]
[{"$f":"INDEX(Seas_Ar,C1723)","v":"Sum"},{"$f":"INDEX(WDWE_Ar,D1723)","v":"WD"},1,2,14,"L",18.614999999999998,27.249571599920927,39.979980972547501,59.502239726552901,"R"]
[{"$f":"INDEX(Seas_Ar,C1724)","v":"Sum"},{"$f":"INDEX(WDWE_Ar,D1724)","v":"WD"},1,2,15,"L",18.579999999999998,27.198336842682288,39.979980972547501,97.624800032091102,"R"]
[{"$f":"INDEX(Seas_Ar,C1725)","v":"Sum"},{"$f":"INDEX(WDWE_Ar,D1725)","v":"WD"},1,2,16,"L",28.704999999999998,42.019820186716636,39.979980972547501,108.571680823392,"R"]
[{"$f":"INDEX(Seas_Ar,C1726)","v":"Sum"},{"$f":"INDEX(WDWE_Ar,D1726)","v":"WD"},1,2,17,"L",24.774999999999999,36.266888873921083,51.288660813417401,108.571680823392,"R"]
[{"$f":"INDEX(Seas_Ar,C1727)","v":"Sum"},{"$f":"INDEX(WDWE_Ar,D1727)","v":"WD"},1,2,18,"L",17.61,25.778402142068629,51.288660813417401,108.571680823392,"R"]
[{"$f":"INDEX(Seas_Ar,C1728)","v":"Sum"},{"$f":"INDEX(WDWE_Ar,D1728)","v":"WD"},1,2,19,"L",19.844999999999999,29.050107354307322,51.288660813417401,108.571680823392,"R"]
[{"$f":"INDEX(Seas_Ar,C1729)","v":"Sum"},{"$f":"INDEX(WDWE_Ar,D1729)","v":"WD"},1,2,20,"L",15.63,22.879978732568581,51.288660813417401,108.571680823392,"R"]
[{"$f":"INDEX(Seas_Ar,C1730)","v":"Sum"},{"$f":"INDEX(WDWE_Ar,D1730)","v":"WD"},1,2,21,"L",10.11,14.799525590932076,51.288660813417401,108.571680823392,"R"]
[{"$f":"INDEX(Seas_Ar,C1731)","v":"Sum"},{"$f":"INDEX(WDWE_Ar,D1731)","v":"WD"},1,2,22,"L",18.88,27.637491904727753,56.683262407293299,108.571680823392,"R"]
[{"$f":"INDEX(Seas_Ar,C1732)","v":"Sum"},{"$f":"INDEX(WDWE_Ar,D1732)","v":"WD"},1,2,23,"L",10.654999999999999,15.597323953647997,51.288660813417401,108.571680823392,"R"]
[{"$f":"INDEX(Seas_Ar,C1733)","v":"Sum"},{"$f":"INDEX(WDWE_Ar,D1733)","v":"WD"},1,2,24,"L",1.115,1.6321929806023012,51.288660813417401,108.571680823392,"R"]
[{"$f":"INDEX(Seas_Ar,C1734)","v":"Sum"},{"$f":"INDEX(WDWE_Ar,D1734)","v":"WD"},1,3,1,"L",0.255,0.37328180273864286,9.9900001287460292,102.130561335029,"R"]
[{"$f":"INDEX(Seas_Ar,C1735)","v":"Sum"},{"$f":"INDEX(WDWE_Ar,D1735)","v":"WD"},1,3,2,"L",1.4999999999999999E-2,2.195775310227311E-2,9.9900001287460292,102.130561335029,"R"]
[{"$f":"INDEX(Seas_Ar,C1736)","v":"Sum"},{"$f":"INDEX(WDWE_Ar,D1736)","v":"WD"},1,3,3,"L",0.01,1.4638502068182074E-2,9.9900001287460292,102.130561335029,"R"]
[{"$f":"INDEX(Seas_Ar,C1737)","v":"Sum"},{"$f":"INDEX(WDWE_Ar,D1737)","v":"WD"},1,3,4,"L",0.01,1.4638502068182074E-2,11.1788097248697,102.130561335029,"R"]
[{"$f":"INDEX(Seas_Ar,C1738)","v":"Sum"},{"$f":"INDEX(WDWE_Ar,D1738)","v":"WD"},1,3,5,"L",1.4999999999999999E-2,2.195775310227311E-2,11.1788097248697,102.130561335029,"R"]
[{"$f":"INDEX(Seas_Ar,C1739)","v":"Sum"},{"$f":"INDEX(WDWE_Ar,D1739)","v":"WD"},1,3,6,"L",4.5000000000000005E-2,6.5873259306819337E-2,15.724259973993201,102.130561335029,"R"]
[{"$f":"INDEX(Seas_Ar,C1740)","v":"Sum"},{"$f":"INDEX(WDWE_Ar,D1740)","v":"WD"},1,3,7,"L",0.19,0.27813153929545942,18.501480695743499,102.130561335029,"R"]
[{"$f":"INDEX(Seas_Ar,C1741)","v":"Sum"},{"$f":"INDEX(WDWE_Ar,D1741)","v":"WD"},1,3,8,"L",2.83,4.142696085295527,18.501480695743499,97.221598487520097,"R"]
[{"$f":"INDEX(Seas_Ar,C1742)","v":"Sum"},{"$f":"INDEX(WDWE_Ar,D1742)","v":"WD"},1,3,9,"L",18.09,26.481050241341372,23.8261506881475,97.221598487520097,"R"]
[{"$f":"INDEX(Seas_Ar,C1743)","v":"Sum"},{"$f":"INDEX(WDWE_Ar,D1743)","v":"WD"},1,3,10,"L",28.145,41.200064070898442,18.501480695743499,97.221598487520097,"R"]
[{"$f":"INDEX(Seas_Ar,C1744)","v":"Sum"},{"$f":"INDEX(WDWE_Ar,D1744)","v":"WD"},1,3,11,"L",36.974999999999994,54.125861397103208,15.724259973993201,95.9515240042019,"R"]
[{"$f":"INDEX(Seas_Ar,C1745)","v":"Sum"},{"$f":"INDEX(WDWE_Ar,D1745)","v":"WD"},1,3,12,"L",28.35,41.500153363296178,15.724259973993201,62.254079309387102,"R"]
[{"$f":"INDEX(Seas_Ar,C1746)","v":"Sum"},{"$f":"INDEX(WDWE_Ar,D1746)","v":"WD"},1,3,13,"L",169.215,247.70541274674295,15.724259973993201,62.254079309387102,"R"]
[{"$f":"INDEX(Seas_Ar,C1747)","v":"Sum"},{"$f":"INDEX(WDWE_Ar,D1747)","v":"WD"},1,3,14,"L",218.80500000000001,320.29774450285788,15.724259973993201,71.426881764049497,"R"]
[{"$f":"INDEX(Seas_Ar,C1748)","v":"Sum"},{"$f":"INDEX(WDWE_Ar,D1748)","v":"WD"},1,3,15,"L",46.400000000000006,67.922649596364835,15.724259973993201,97.221598487520097,"R"]
[{"$f":"INDEX(Seas_Ar,C1749)","v":"Sum"},{"$f":"INDEX(WDWE_Ar,D1749)","v":"WD"},1,3,16,"L",48.254999999999995,70.63809173001259,15.724259973993201,113.682240597972,"R"]
[{"$f":"INDEX(Seas_Ar,C1750)","v":"Sum"},{"$f":"INDEX(WDWE_Ar,D1750)","v":"WD"},1,3,17,"L",47.545000000000002,69.598758083171674,15.724259973993201,141.936479821939,"R"]
[{"$f":"INDEX(Seas_Ar,C1751)","v":"Sum"},{"$f":"INDEX(WDWE_Ar,D1751)","v":"WD"},1,3,18,"L",39,57.090158065910089,15.724259973993201,141.936479821939,"R"]
[{"$f":"INDEX(Seas_Ar,C1752)","v":"Sum"},{"$f":"INDEX(WDWE_Ar,D1752)","v":"WD"},1,3,19,"L",27.615000000000002,40.424223461284797,22.7172600641155,141.936479821939,"R"]
[{"$f":"INDEX(Seas_Ar,C1753)","v":"Sum"},{"$f":"INDEX(WDWE_Ar,D1753)","v":"WD"},1,3,20,"L",26.555,38.872542242057492,22.7172600641155,141.936479821939,"R"]
[{"$f":"INDEX(Seas_Ar,C1754)","v":"Sum"},{"$f":"INDEX(WDWE_Ar,D1754)","v":"WD"},1,3,21,"L",24.244999999999997,35.49104826430743,33.6063598233604,141.936479821939,"R"]
[{"$f":"INDEX(Seas_Ar,C1755)","v":"Sum"},{"$f":"INDEX(WDWE_Ar,D1755)","v":"WD"},1,3,22,"L",35.819999999999993,52.435114408228173,23.8261506881475,141.936479821939,"R"]
[{"$f":"INDEX(Seas_Ar,C1756)","v":"Sum"},{"$f":"INDEX(WDWE_Ar,D1756)","v":"WD"},1,3,23,"L",20.58,30.126037256318703,23.8261506881475,141.936479821939,"R"]
[{"$f":"INDEX(Seas_Ar,C1757)","v":"Sum"},{"$f":"INDEX(WDWE_Ar,D1757)","v":"WD"},1,3,24,"L",17.740000000000002,25.968702668955,15.724259973993201,141.936479821939,"R"]
[{"$f":"INDEX(Seas_Ar,C1758)","v":"Sum"},{"$f":"INDEX(WDWE_Ar,D1758)","v":"WD"},1,4,1,"L",4.8949999999999996,7.1655467623751239,15.544440619525901,126.665285728664,"R"]
[{"$f":"INDEX(Seas_Ar,C1759)","v":"Sum"},{"$f":"INDEX(WDWE_Ar,D1759)","v":"WD"},1,4,2,"L",2.9400000000000004,4.3037196080455304,15.544440619525901,126.665285728664,"R"]
[{"$f":"INDEX(Seas_Ar,C1760)","v":"Sum"},{"$f":"INDEX(WDWE_Ar,D1760)","v":"WD"},1,4,3,"L",0.3,0.43915506204546217,10.6593302135896,126.665285728664,"R"]
[{"$f":"INDEX(Seas_Ar,C1761)","v":"Sum"},{"$f":"INDEX(WDWE_Ar,D1761)","v":"WD"},1,4,4,"L",0.21500000000000002,0.31472779446591459,27.292680046863499,126.665285728664,"R"]
[{"$f":"INDEX(Seas_Ar,C1762)","v":"Sum"},{"$f":"INDEX(WDWE_Ar,D1762)","v":"WD"},1,4,5,"L",0.13,0.19030052688636695,10.6593302135896,126.665285728664,"R"]
[{"$f":"INDEX(Seas_Ar,C1763)","v":"Sum"},{"$f":"INDEX(WDWE_Ar,D1763)","v":"WD"},1,4,6,"L",2.355,3.4473672370568784,27.292680046863499,126.665285728664,"R"]
[{"$f":"INDEX(Seas_Ar,C1764)","v":"Sum"},{"$f":"INDEX(WDWE_Ar,D1764)","v":"WD"},1,4,7,"L",13.74,20.113301841682169,29.140830451769801,126.665285728664,"R"]
[{"$f":"INDEX(Seas_Ar,C1765)","v":"Sum"},{"$f":"INDEX(WDWE_Ar,D1765)","v":"WD"},1,4,8,"L",28.94,42.363824985318921,32.107859804048502,126.665285728664,"R"]
[{"$f":"INDEX(Seas_Ar,C1766)","v":"Sum"},{"$f":"INDEX(WDWE_Ar,D1766)","v":"WD"},1,4,9,"L",34.730000000000004,50.839517682796348,32.107859804048502,126.665285728664,"R"]
[{"$f":"INDEX(Seas_Ar,C1767)","v":"Sum"},{"$f":"INDEX(WDWE_Ar,D1767)","v":"WD"},1,4,10,"L",46.99,68.78632121838757,32.107859804048502,126.665285728664,"R"]
[{"$f":"INDEX(Seas_Ar,C1768)","v":"Sum"},{"$f":"INDEX(WDWE_Ar,D1768)","v":"WD"},1,4,11,"L",88.43,129.44827378893407,29.140830451769801,126.665285728664,"R"]
[{"$f":"INDEX(Seas_Ar,C1769)","v":"Sum"},{"$f":"INDEX(WDWE_Ar,D1769)","v":"WD"},1,4,12,"L",53.475000000000001,78.279389809603643,29.140830451769801,113.17824058986599,"R"]
[{"$f":"INDEX(Seas_Ar,C1770)","v":"Sum"},{"$f":"INDEX(WDWE_Ar,D1770)","v":"WD"},1,4,13,"L",39.215000000000003,57.404885860376005,29.140830451769801,113.17824058986599,"R"]
[{"$f":"INDEX(Seas_Ar,C1771)","v":"Sum"},{"$f":"INDEX(WDWE_Ar,D1771)","v":"WD"},1,4,14,"L",27.515000000000001,40.277838440602977,29.140830451769801,113.17824058986599,"R"]
[{"$f":"INDEX(Seas_Ar,C1772)","v":"Sum"},{"$f":"INDEX(WDWE_Ar,D1772)","v":"WD"},1,4,15,"L",27.490000000000002,40.241242185432519,29.140830451769801,126.665285728664,"R"]
[{"$f":"INDEX(Seas_Ar,C1773)","v":"Sum"},{"$f":"INDEX(WDWE_Ar,D1773)","v":"WD"},1,4,16,"L",28.48,41.690453890182546,30.609359784736601,129.991688858337,"R"]
[{"$f":"INDEX(Seas_Ar,C1774)","v":"Sum"},{"$f":"INDEX(WDWE_Ar,D1774)","v":"WD"},1,4,17,"L",60.575000000000003,88.672726278012917,32.107859804048502,147.12768913394899,"R"]
[{"$f":"INDEX(Seas_Ar,C1775)","v":"Sum"},{"$f":"INDEX(WDWE_Ar,D1775)","v":"WD"},1,4,18,"L",76.53,112.02845632779741,34.285680136985697,276.64561675419799,"R"]
[{"$f":"INDEX(Seas_Ar,C1776)","v":"Sum"},{"$f":"INDEX(WDWE_Ar,D1776)","v":"WD"},1,4,19,"L",35.984999999999999,52.676649692353188,34.285680136985697,281.67552699134802,"R"]
[{"$f":"INDEX(Seas_Ar,C1777)","v":"Sum"},{"$f":"INDEX(WDWE_Ar,D1777)","v":"WD"},1,4,20,"L",20.29,29.701520696341426,34.285680136985697,279.15552695081698,"R"]
[{"$f":"INDEX(Seas_Ar,C1778)","v":"Sum"},{"$f":"INDEX(WDWE_Ar,D1778)","v":"WD"},1,4,21,"L",17.55,25.690571129659538,34.285680136985697,147.12768913394899,"R"]
[{"$f":"INDEX(Seas_Ar,C1779)","v":"Sum"},{"$f":"INDEX(WDWE_Ar,D1779)","v":"WD"},1,4,22,"L",24.125,35.31538623948925,37.762199724483402,147.12768913394899,"R"]
[{"$f":"INDEX(Seas_Ar,C1780)","v":"Sum"},{"$f":"INDEX(WDWE_Ar,D1780)","v":"WD"},1,4,23,"L",23.795000000000002,34.832315671239243,37.762199724483402,147.12768913394899,"R"]
[{"$f":"INDEX(Seas_Ar,C1781)","v":"Sum"},{"$f":"INDEX(WDWE_Ar,D1781)","v":"WD"},1,4,24,"L",16.130000000000003,23.611903835977689,33.646320738487198,147.12768913394899,"R"]
[{"$f":"INDEX(Seas_Ar,C1782)","v":"Sum"},{"$f":"INDEX(WDWE_Ar,D1782)","v":"WD"},1,5,1,"L",5.62,8.2268381623183249,20.759220953493099,123.49008413950899,"R"]
[{"$f":"INDEX(Seas_Ar,C1783)","v":"Sum"},{"$f":"INDEX(WDWE_Ar,D1783)","v":"WD"},1,5,2,"L",0.46499999999999997,0.68069034617046631,20.759220953493099,123.49008413950899,"R"]
[{"$f":"INDEX(Seas_Ar,C1784)","v":"Sum"},{"$f":"INDEX(WDWE_Ar,D1784)","v":"WD"},1,5,3,"L",0.02,2.9277004136364148E-2,20.759220953493099,123.49008413950899,"R"]
[{"$f":"INDEX(Seas_Ar,C1785)","v":"Sum"},{"$f":"INDEX(WDWE_Ar,D1785)","v":"WD"},1,5,4,"L",0.02,2.9277004136364148E-2,20.759220953493099,123.49008413950899,"R"]
[{"$f":"INDEX(Seas_Ar,C1786)","v":"Sum"},{"$f":"INDEX(WDWE_Ar,D1786)","v":"WD"},1,5,5,"L",0.02,2.9277004136364148E-2,21.748230737585999,123.49008413950899,"R"]
[{"$f":"INDEX(Seas_Ar,C1787)","v":"Sum"},{"$f":"INDEX(WDWE_Ar,D1787)","v":"WD"},1,5,6,"L",2.94,4.3037196080455296,21.748230737585999,123.49008413950899,"R"]
[{"$f":"INDEX(Seas_Ar,C1788)","v":"Sum"},{"$f":"INDEX(WDWE_Ar,D1788)","v":"WD"},1,5,7,"L",16.705000000000002,24.453617704898157,26.992980805177599,71.830083308620402,"R"]
[{"$f":"INDEX(Seas_Ar,C1789)","v":"Sum"},{"$f":"INDEX(WDWE_Ar,D1789)","v":"WD"},1,5,8,"L",35.605000000000004,52.120386613762278,36.763199711608799,56.911679992504098,"R"]
[{"$f":"INDEX(Seas_Ar,C1790)","v":"Sum"},{"$f":"INDEX(WDWE_Ar,D1790)","v":"WD"},1,5,9,"L",40.020000000000003,58.583285276864665,36.763199711608799,10.0800001621246,"R"]
[{"$f":"INDEX(Seas_Ar,C1791)","v":"Sum"},{"$f":"INDEX(WDWE_Ar,D1791)","v":"WD"},1,5,10,"L",44.88,65.697597282001155,36.763199711608799,10.0800001621246,"R"]
[{"$f":"INDEX(Seas_Ar,C1792)","v":"Sum"},{"$f":"INDEX(WDWE_Ar,D1792)","v":"WD"},1,5,11,"L",41.424999999999997,60.639994817444233,35.094871519331903,10.0800001621246,"R"]
[{"$f":"INDEX(Seas_Ar,C1793)","v":"Sum"},{"$f":"INDEX(WDWE_Ar,D1793)","v":"WD"},1,5,12,"L",21.11,30.901877865932356,36.183781685800497,10.0800001621246,"R"]
[{"$f":"INDEX(Seas_Ar,C1794)","v":"Sum"},{"$f":"INDEX(WDWE_Ar,D1794)","v":"WD"},1,5,13,"L",26.715000000000003,39.106758275148415,36.183781685800497,10.0800001621246,"R"]
[{"$f":"INDEX(Seas_Ar,C1795)","v":"Sum"},{"$f":"INDEX(WDWE_Ar,D1795)","v":"WD"},1,5,14,"L",21.770000000000003,31.868019002432376,36.183781685800497,10.0800001621246,"R"]
[{"$f":"INDEX(Seas_Ar,C1796)","v":"Sum"},{"$f":"INDEX(WDWE_Ar,D1796)","v":"WD"},1,5,15,"L",21.23,31.077539890750543,31.248721088676401,10.0800001621246,"R"]
[{"$f":"INDEX(Seas_Ar,C1797)","v":"Sum"},{"$f":"INDEX(WDWE_Ar,D1797)","v":"WD"},1,5,16,"L",18.604999999999997,27.234933097852743,35.094871519331903,56.911679992504098,"R"]
[{"$f":"INDEX(Seas_Ar,C1798)","v":"Sum"},{"$f":"INDEX(WDWE_Ar,D1798)","v":"WD"},1,5,17,"L",20.86,30.535915314227804,36.763199711608799,72.334083316726705,"R"]
[{"$f":"INDEX(Seas_Ar,C1799)","v":"Sum"},{"$f":"INDEX(WDWE_Ar,D1799)","v":"WD"},1,5,18,"L",26.535,38.843265237921131,36.763199711608799,72.334083316726705,"R"]
[{"$f":"INDEX(Seas_Ar,C1800)","v":"Sum"},{"$f":"INDEX(WDWE_Ar,D1800)","v":"WD"},1,5,19,"L",20.795000000000002,30.440765050784623,36.183781685800497,109.59984514657,"R"]
[{"$f":"INDEX(Seas_Ar,C1801)","v":"Sum"},{"$f":"INDEX(WDWE_Ar,D1801)","v":"WD"},1,5,20,"L",33.74,49.390305978046321,36.763199711608799,72.334083316726705,"R"]
[{"$f":"INDEX(Seas_Ar,C1802)","v":"Sum"},{"$f":"INDEX(WDWE_Ar,D1802)","v":"WD"},1,5,21,"L",38.505000000000003,56.365552213535075,37.912051250767703,72.334083316726705,"R"]
[{"$f":"INDEX(Seas_Ar,C1803)","v":"Sum"},{"$f":"INDEX(WDWE_Ar,D1803)","v":"WD"},1,5,22,"L",42.34,61.979417756682906,37.912051250767703,72.334083316726705,"R"]
[{"$f":"INDEX(Seas_Ar,C1804)","v":"Sum"},{"$f":"INDEX(WDWE_Ar,D1804)","v":"WD"},1,5,23,"L",26.48,38.762753476546131,36.183781685800497,72.334083316726705,"R"]
[{"$f":"INDEX(Seas_Ar,C1805)","v":"Sum"},{"$f":"INDEX(WDWE_Ar,D1805)","v":"WD"},1,5,24,"L",21,30.740854343182352,25.734240560302698,72.334083316726705,"R"]
[{"$f":"INDEX(Seas_Ar,C1806)","v":"Sum"},{"$f":"INDEX(WDWE_Ar,D1806)","v":"WE"},1,6,1,"L",19.060000000000002,27.900984941955034,5.2947002587795202,67.5057623162174,"R"]
[{"$f":"INDEX(Seas_Ar,C1807)","v":"Sum"},{"$f":"INDEX(WDWE_Ar,D1807)","v":"WE"},1,6,2,"L",15.455,22.623804946375394,5.2947002587795202,67.5057623162174,"R"]
[{"$f":"INDEX(Seas_Ar,C1808)","v":"Sum"},{"$f":"INDEX(WDWE_Ar,D1808)","v":"WE"},1,6,3,"L",10.734999999999999,15.714431970193456,5.2947002587795202,67.5057623162174,"R"]
[{"$f":"INDEX(Seas_Ar,C1809)","v":"Sum"},{"$f":"INDEX(WDWE_Ar,D1809)","v":"WE"},1,6,4,"L",10.17,14.887356603341168,6.0339600396537696,67.5057623162174,"R"]
[{"$f":"INDEX(Seas_Ar,C1810)","v":"Sum"},{"$f":"INDEX(WDWE_Ar,D1810)","v":"WE"},1,6,5,"L",11.379999999999999,16.658615353591198,6.0339600396537696,67.5057623162174,"R"]
[{"$f":"INDEX(Seas_Ar,C1811)","v":"Sum"},{"$f":"INDEX(WDWE_Ar,D1811)","v":"WE"},1,6,6,"L",16.575000000000003,24.263317178011789,6.0339600396537696,65.489762283792501,"R"]
[{"$f":"INDEX(Seas_Ar,C1812)","v":"Sum"},{"$f":"INDEX(WDWE_Ar,D1812)","v":"WE"},1,6,7,"L",19.09,27.944900448159579,6.0339600396537696,10.0800001621246,"R"]
[{"$f":"INDEX(Seas_Ar,C1813)","v":"Sum"},{"$f":"INDEX(WDWE_Ar,D1813)","v":"WE"},1,6,8,"L",27.725000000000001,40.585246984034804,6.89310018410682,10.0800001621246,"R"]
[{"$f":"INDEX(Seas_Ar,C1814)","v":"Sum"},{"$f":"INDEX(WDWE_Ar,D1814)","v":"WE"},1,6,9,"L",45.604999999999997,66.758888681944342,6.89310018410682,10.0800001621246,"R"]
[{"$f":"INDEX(Seas_Ar,C1815)","v":"Sum"},{"$f":"INDEX(WDWE_Ar,D1815)","v":"WE"},1,6,10,"L",45.870000000000005,67.146808986751182,7.10289022491932,10.0800001621246,"R"]
[{"$f":"INDEX(Seas_Ar,C1816)","v":"Sum"},{"$f":"INDEX(WDWE_Ar,D1816)","v":"WE"},1,6,11,"L",44.935000000000002,65.778109043376148,7.10289022491932,10.0800001621246,"R"]
[{"$f":"INDEX(Seas_Ar,C1817)","v":"Sum"},{"$f":"INDEX(WDWE_Ar,D1817)","v":"WE"},1,6,12,"L",43.975000000000001,64.372812844830662,6.89310018410682,10.0800001621246,"R"]
[{"$f":"INDEX(Seas_Ar,C1818)","v":"Sum"},{"$f":"INDEX(WDWE_Ar,D1818)","v":"WE"},1,6,13,"L",43.09,63.077305411796559,6.89310018410682,10.0800001621246,"R"]
[{"$f":"INDEX(Seas_Ar,C1819)","v":"Sum"},{"$f":"INDEX(WDWE_Ar,D1819)","v":"WE"},1,6,14,"L",42.555,62.294145551148809,6.0339600396537696,10.0800001621246,"R"]
[{"$f":"INDEX(Seas_Ar,C1820)","v":"Sum"},{"$f":"INDEX(WDWE_Ar,D1820)","v":"WE"},1,6,15,"L",36.965000000000003,54.111222895035041,6.89310018410682,55.873441206274002,"R"]
[{"$f":"INDEX(Seas_Ar,C1821)","v":"Sum"},{"$f":"INDEX(WDWE_Ar,D1821)","v":"WE"},1,6,16,"L",32.375,47.39215044573946,7.10289022491932,87.262561095895705,"R"]
[{"$f":"INDEX(Seas_Ar,C1822)","v":"Sum"},{"$f":"INDEX(WDWE_Ar,D1822)","v":"WE"},1,6,17,"L",31.689999999999998,46.389413054068989,9.9900001287460292,87.262561095895705,"R"]
[{"$f":"INDEX(Seas_Ar,C1823)","v":"Sum"},{"$f":"INDEX(WDWE_Ar,D1823)","v":"WE"},1,6,18,"L",32.795000000000002,48.006967532603113,9.9900001287460292,109.166404831981,"R"]
[{"$f":"INDEX(Seas_Ar,C1824)","v":"Sum"},{"$f":"INDEX(WDWE_Ar,D1824)","v":"WE"},1,6,19,"L",36.085000000000001,52.823034713035014,9.9900001287460292,119.16576314710601,"R"]
[{"$f":"INDEX(Seas_Ar,C1825)","v":"Sum"},{"$f":"INDEX(WDWE_Ar,D1825)","v":"WE"},1,6,20,"L",39.405000000000001,57.683017399671463,9.9900001287460292,90.115202987480103,"R"]
[{"$f":"INDEX(Seas_Ar,C1826)","v":"Sum"},{"$f":"INDEX(WDWE_Ar,D1826)","v":"WE"},1,6,21,"L",31.155000000000001,45.606253193421253,9.9900001287460292,90.115202987480103,"R"]
[{"$f":"INDEX(Seas_Ar,C1827)","v":"Sum"},{"$f":"INDEX(WDWE_Ar,D1827)","v":"WE"},1,6,22,"L",20.52,30.038206243909613,9.9900001287460292,87.262561095895705,"R"]
[{"$f":"INDEX(Seas_Ar,C1828)","v":"Sum"},{"$f":"INDEX(WDWE_Ar,D1828)","v":"WE"},1,6,23,"L",9.9600000000000009,14.579948059909347,9.9900001287460292,87.262561095895705,"R"]
[{"$f":"INDEX(Seas_Ar,C1829)","v":"Sum"},{"$f":"INDEX(WDWE_Ar,D1829)","v":"WE"},1,6,24,"L",2.08,3.0448084301818712,9.9900001287460292,87.262561095895705,"R"]
[{"$f":"INDEX(Seas_Ar,C1830)","v":"Sum"},{"$f":"INDEX(WDWE_Ar,D1830)","v":"WE"},1,7,1,"L",6.12,8.9587632657274288,13.7162697194623,72.072001159191103,"R"]
[{"$f":"INDEX(Seas_Ar,C1831)","v":"Sum"},{"$f":"INDEX(WDWE_Ar,D1831)","v":"WE"},1,7,2,"L",0.05,7.3192510340910372E-2,13.7162697194623,72.072001159191103,"R"]
[{"$f":"INDEX(Seas_Ar,C1832)","v":"Sum"},{"$f":"INDEX(WDWE_Ar,D1832)","v":"WE"},1,7,3,"L",3.5000000000000003E-2,5.1234757238637262E-2,13.5564298698377,72.072001159191103,"R"]
[{"$f":"INDEX(Seas_Ar,C1833)","v":"Sum"},{"$f":"INDEX(WDWE_Ar,D1833)","v":"WE"},1,7,4,"L",0.01,1.4638502068182074E-2,13.7162697194623,72.072001159191103,"R"]
[{"$f":"INDEX(Seas_Ar,C1834)","v":"Sum"},{"$f":"INDEX(WDWE_Ar,D1834)","v":"WE"},1,7,5,"L",0.01,1.4638502068182074E-2,13.7162697194623,72.072001159191103,"R"]
[{"$f":"INDEX(Seas_Ar,C1835)","v":"Sum"},{"$f":"INDEX(WDWE_Ar,D1835)","v":"WE"},1,7,6,"L",0.04,5.8554008272728296E-2,13.5564298698377,72.072001159191103,"R"]
[{"$f":"INDEX(Seas_Ar,C1836)","v":"Sum"},{"$f":"INDEX(WDWE_Ar,D1836)","v":"WE"},1,7,7,"L",7.6400000000000006,11.183815580091105,13.7162697194623,72.072001159191103,"R"]
[{"$f":"INDEX(Seas_Ar,C1837)","v":"Sum"},{"$f":"INDEX(WDWE_Ar,D1837)","v":"WE"},1,7,8,"L",7.6349999999999998,11.176496329057013,13.7162697194623,10.0800001621246,"R"]
[{"$f":"INDEX(Seas_Ar,C1838)","v":"Sum"},{"$f":"INDEX(WDWE_Ar,D1838)","v":"WE"},1,7,9,"L",7.625,11.161857826988831,20.549429959959902,10.0800001621246,"R"]
[{"$f":"INDEX(Seas_Ar,C1839)","v":"Sum"},{"$f":"INDEX(WDWE_Ar,D1839)","v":"WE"},1,7,10,"L",19.79,28.969595592932322,13.7162697194623,10.0800001621246,"R"]
[{"$f":"INDEX(Seas_Ar,C1840)","v":"Sum"},{"$f":"INDEX(WDWE_Ar,D1840)","v":"WE"},1,7,11,"L",26.32,38.528537443455214,13.7162697194623,10.0800001621246,"R"]
[{"$f":"INDEX(Seas_Ar,C1841)","v":"Sum"},{"$f":"INDEX(WDWE_Ar,D1841)","v":"WE"},1,7,12,"L",27.560000000000002,40.343711699909797,13.7162697194623,10.0800001621246,"R"]
[{"$f":"INDEX(Seas_Ar,C1842)","v":"Sum"},{"$f":"INDEX(WDWE_Ar,D1842)","v":"WE"},1,7,13,"L",39.75,58.188045721023741,13.7162697194623,10.0800001621246,"R"]
[{"$f":"INDEX(Seas_Ar,C1843)","v":"Sum"},{"$f":"INDEX(WDWE_Ar,D1843)","v":"WE"},1,7,14,"L",26.67,39.040885015841589,13.7162697194623,10.0800001621246,"R"]
[{"$f":"INDEX(Seas_Ar,C1844)","v":"Sum"},{"$f":"INDEX(WDWE_Ar,D1844)","v":"WE"},1,7,15,"L",26,38.060105377273388,13.7162697194623,10.0800001621246,"R"]
[{"$f":"INDEX(Seas_Ar,C1845)","v":"Sum"},{"$f":"INDEX(WDWE_Ar,D1845)","v":"WE"},1,7,16,"L",28.22,41.30985283640981,28.0119612756157,72.072001159191103,"R"]
[{"$f":"INDEX(Seas_Ar,C1846)","v":"Sum"},{"$f":"INDEX(WDWE_Ar,D1846)","v":"WE"},1,7,17,"L",43.09,63.077305411796559,28.0119612756157,134.83007663146901,"R"]
[{"$f":"INDEX(Seas_Ar,C1847)","v":"Sum"},{"$f":"INDEX(WDWE_Ar,D1847)","v":"WE"},1,7,18,"L",53.194999999999993,77.869511751694532,28.0119612756157,134.84016647538101,"R"]
[{"$f":"INDEX(Seas_Ar,C1848)","v":"Sum"},{"$f":"INDEX(WDWE_Ar,D1848)","v":"WE"},1,7,19,"L",30.37,44.457130781068955,28.0119612756157,281.67552699134802,"R"]
[{"$f":"INDEX(Seas_Ar,C1849)","v":"Sum"},{"$f":"INDEX(WDWE_Ar,D1849)","v":"WE"},1,7,20,"L",27.215,39.838683378557512,28.0119612756157,141.966718591957,"R"]
[{"$f":"INDEX(Seas_Ar,C1850)","v":"Sum"},{"$f":"INDEX(WDWE_Ar,D1850)","v":"WE"},1,7,21,"L",25.560000000000002,37.416011286273381,28.0119612756157,141.966718591957,"R"]
[{"$f":"INDEX(Seas_Ar,C1851)","v":"Sum"},{"$f":"INDEX(WDWE_Ar,D1851)","v":"WE"},1,7,22,"L",25.975000000000001,38.023509122102936,39.220738828668502,134.83007663146901,"R"]
[{"$f":"INDEX(Seas_Ar,C1852)","v":"Sum"},{"$f":"INDEX(WDWE_Ar,D1852)","v":"WE"},1,7,23,"L",7.21,10.554359991159275,28.0119612756157,134.83007663146901,"R"]
[{"$f":"INDEX(Seas_Ar,C1853)","v":"Sum"},{"$f":"INDEX(WDWE_Ar,D1853)","v":"WE"},1,7,24,"L",2.915,4.2671233528750747,21.548429972834501,134.83007663146901,"R"]
[{"$f":"INDEX(Seas_Ar,C1854)","v":"Sum"},{"$f":"INDEX(WDWE_Ar,D1854)","v":"WD"},2,1,1,"L",95.77,122.25860412432543,86.233680806465102,222.425287268848,"R"]
[{"$f":"INDEX(Seas_Ar,C1855)","v":"Sum"},{"$f":"INDEX(WDWE_Ar,D1855)","v":"WD"},2,1,2,"L",95.015000000000001,111.21756177378533,86.233680806465102,222.425287268848,"R"]
[{"$f":"INDEX(Seas_Ar,C1856)","v":"Sum"},{"$f":"INDEX(WDWE_Ar,D1856)","v":"WD"},2,1,3,"L",94.674999999999997,111.05004251053576,86.233680806465102,222.425287268848,"R"]
[{"$f":"INDEX(Seas_Ar,C1857)","v":"Sum"},{"$f":"INDEX(WDWE_Ar,D1857)","v":"WD"},2,1,4,"L",86.02000000000001,118.53510777300536,97.122782471151297,222.425287268848,"R"]
[{"$f":"INDEX(Seas_Ar,C1858)","v":"Sum"},{"$f":"INDEX(WDWE_Ar,D1858)","v":"WD"},2,1,5,"L",84.245000000000005,100.61054660530094,86.233680806465102,222.425287268848,"R"]
[{"$f":"INDEX(Seas_Ar,C1859)","v":"Sum"},{"$f":"INDEX(WDWE_Ar,D1859)","v":"WD"},2,1,6,"L",93.704999999999998,94.343803257373708,86.233680806465102,222.425287268848,"R"]
[{"$f":"INDEX(Seas_Ar,C1860)","v":"Sum"},{"$f":"INDEX(WDWE_Ar,D1860)","v":"WD"},2,1,7,"L",161.245,202.78968267557516,97.122782471151297,222.425287268848,"R"]
[{"$f":"INDEX(Seas_Ar,C1861)","v":"Sum"},{"$f":"INDEX(WDWE_Ar,D1861)","v":"WD"},2,1,8,"L",217.38499999999999,320.56333925199158,97.122782471151297,212.07312279570499,"R"]
[{"$f":"INDEX(Seas_Ar,C1862)","v":"Sum"},{"$f":"INDEX(WDWE_Ar,D1862)","v":"WD"},2,1,9,"L",214.31,326.19046359478403,97.122782471151297,158.86080870742799,"R"]
[{"$f":"INDEX(Seas_Ar,C1863)","v":"Sum"},{"$f":"INDEX(WDWE_Ar,D1863)","v":"WD"},2,1,10,"L",208.9,310.88529454334571,97.122782471151297,158.86080870742799,"R"]
[{"$f":"INDEX(Seas_Ar,C1864)","v":"Sum"},{"$f":"INDEX(WDWE_Ar,D1864)","v":"WD"},2,1,11,"L",204.755,293.63081042863962,97.122782471151297,151.90559936704599,"R"]
[{"$f":"INDEX(Seas_Ar,C1865)","v":"Sum"},{"$f":"INDEX(WDWE_Ar,D1865)","v":"WD"},2,1,12,"L",205.35500000000002,317.56322153743099,95.294610618367102,158.86080870742799,"R"]
[{"$f":"INDEX(Seas_Ar,C1866)","v":"Sum"},{"$f":"INDEX(WDWE_Ar,D1866)","v":"WD"},2,1,13,"L",205.08500000000001,312.27875023310355,97.122782471151297,158.86080870742799,"R"]
[{"$f":"INDEX(Seas_Ar,C1867)","v":"Sum"},{"$f":"INDEX(WDWE_Ar,D1867)","v":"WD"},2,1,14,"L",206.76,318.22568407846336,95.294610618367102,158.86080870742799,"R"]
[{"$f":"INDEX(Seas_Ar,C1868)","v":"Sum"},{"$f":"INDEX(WDWE_Ar,D1868)","v":"WD"},2,1,15,"L",206.31,317.27387008272717,95.294610618367102,158.86080870742799,"R"]
[{"$f":"INDEX(Seas_Ar,C1869)","v":"Sum"},{"$f":"INDEX(WDWE_Ar,D1869)","v":"WD"},2,1,16,"L",216.06,316.55810595793355,106.36353259024099,222.425287268848,"R"]
[{"$f":"INDEX(Seas_Ar,C1870)","v":"Sum"},{"$f":"INDEX(WDWE_Ar,D1870)","v":"WD"},2,1,17,"L",223.04500000000002,320.20545718959471,111.728157781448,281.67552699134802,"R"]
[{"$f":"INDEX(Seas_Ar,C1871)","v":"Sum"},{"$f":"INDEX(WDWE_Ar,D1871)","v":"WD"},2,1,18,"L",209.92500000000001,315.89564341690118,112.10778266427,281.67552699134802,"R"]
[{"$f":"INDEX(Seas_Ar,C1872)","v":"Sum"},{"$f":"INDEX(WDWE_Ar,D1872)","v":"WD"},2,1,19,"L",208.57999999999998,314.14430566474653,112.10778266427,281.67552699134802,"R"]
[{"$f":"INDEX(Seas_Ar,C1873)","v":"Sum"},{"$f":"INDEX(WDWE_Ar,D1873)","v":"WD"},2,1,20,"L",202.19,311.48684098865101,112.10778266427,281.67552699134802,"R"]
[{"$f":"INDEX(Seas_Ar,C1874)","v":"Sum"},{"$f":"INDEX(WDWE_Ar,D1874)","v":"WD"},2,1,21,"L",201.73,311.22794758181078,112.10778266427,281.67552699134802,"R"]
[{"$f":"INDEX(Seas_Ar,C1875)","v":"Sum"},{"$f":"INDEX(WDWE_Ar,D1875)","v":"WD"},2,1,22,"L",201.88499999999999,282.22427150373676,115.56432179420401,281.67552699134802,"R"]
[{"$f":"INDEX(Seas_Ar,C1876)","v":"Sum"},{"$f":"INDEX(WDWE_Ar,D1876)","v":"WD"},2,1,23,"L",142.05000000000001,206.82537401749673,115.174712398924,281.67552699134802,"R"]
[{"$f":"INDEX(Seas_Ar,C1877)","v":"Sum"},{"$f":"INDEX(WDWE_Ar,D1877)","v":"WD"},2,1,24,"L",120,182.4437067027178,106.36353259024099,281.67552699134802,"R"]
[{"$f":"INDEX(Seas_Ar,C1878)","v":"Sum"},{"$f":"INDEX(WDWE_Ar,D1878)","v":"WD"},2,2,1,"L",90.615000000000009,144.21885663395139,127.1826892001,279.15552695081698,"R"]
[{"$f":"INDEX(Seas_Ar,C1879)","v":"Sum"},{"$f":"INDEX(WDWE_Ar,D1879)","v":"WD"},2,2,2,"L",85.61,138.94199984158982,110.79909508636899,279.15552695081698,"R"]
[{"$f":"INDEX(Seas_Ar,C1880)","v":"Sum"},{"$f":"INDEX(WDWE_Ar,D1880)","v":"WD"},2,2,3,"L",81,132.9493789244346,127.1826892001,279.15552695081698,"R"]
[{"$f":"INDEX(Seas_Ar,C1881)","v":"Sum"},{"$f":"INDEX(WDWE_Ar,D1881)","v":"WD"},2,2,4,"L",79.064999999999998,124.34498040297922,127.1826892001,279.15552695081698,"R"]
[{"$f":"INDEX(Seas_Ar,C1882)","v":"Sum"},{"$f":"INDEX(WDWE_Ar,D1882)","v":"WD"},2,2,5,"L",88.525000000000006,122.6545587465517,114.20568116695399,279.15552695081698,"R"]
[{"$f":"INDEX(Seas_Ar,C1883)","v":"Sum"},{"$f":"INDEX(WDWE_Ar,D1883)","v":"WD"},2,2,6,"L",95.669999999999987,131.92903432100536,127.1826892001,279.15552695081698,"R"]
[{"$f":"INDEX(Seas_Ar,C1884)","v":"Sum"},{"$f":"INDEX(WDWE_Ar,D1884)","v":"WD"},2,2,7,"L",140.03500000000003,193.14209601479288,146.95290799126599,191.78207754747299,"R"]
[{"$f":"INDEX(Seas_Ar,C1885)","v":"Sum"},{"$f":"INDEX(WDWE_Ar,D1885)","v":"WD"},2,2,8,"L",182.17000000000002,290.05960431663732,146.95290799126599,173.537286482544,"R"]
[{"$f":"INDEX(Seas_Ar,C1886)","v":"Sum"},{"$f":"INDEX(WDWE_Ar,D1886)","v":"WD"},2,2,9,"L",213.82499999999999,326.35036834606774,146.95290799126599,97.3627178745555,"R"]
[{"$f":"INDEX(Seas_Ar,C1887)","v":"Sum"},{"$f":"INDEX(WDWE_Ar,D1887)","v":"WD"},2,2,10,"L",182.95999999999998,277.66317883616881,144.85500186681699,97.3627178745555,"R"]
[{"$f":"INDEX(Seas_Ar,C1888)","v":"Sum"},{"$f":"INDEX(WDWE_Ar,D1888)","v":"WD"},2,2,11,"L",192.22000000000003,255.66485376671341,146.95290799126599,97.3627178745555,"R"]
[{"$f":"INDEX(Seas_Ar,C1889)","v":"Sum"},{"$f":"INDEX(WDWE_Ar,D1889)","v":"WD"},2,2,12,"L",203.42000000000002,255.9161326615878,146.95290799126599,97.3627178745555,"R"]
[{"$f":"INDEX(Seas_Ar,C1890)","v":"Sum"},{"$f":"INDEX(WDWE_Ar,D1890)","v":"WD"},2,2,13,"L",202.92500000000001,312.78892253481814,144.85500186681699,97.3627178745555,"R"]
[{"$f":"INDEX(Seas_Ar,C1891)","v":"Sum"},{"$f":"INDEX(WDWE_Ar,D1891)","v":"WD"},2,2,14,"L",204.41,282.73444380545141,146.95290799126599,97.3627178745555,"R"]
[{"$f":"INDEX(Seas_Ar,C1892)","v":"Sum"},{"$f":"INDEX(WDWE_Ar,D1892)","v":"WD"},2,2,15,"L",209.47,235.2122746263336,146.95290799126599,97.3627178745555,"R"]
[{"$f":"INDEX(Seas_Ar,C1893)","v":"Sum"},{"$f":"INDEX(WDWE_Ar,D1893)","v":"WD"},2,2,16,"L",216.03500000000003,236.34683690925118,146.95290799126599,97.3627178745555,"R"]
[{"$f":"INDEX(Seas_Ar,C1894)","v":"Sum"},{"$f":"INDEX(WDWE_Ar,D1894)","v":"WD"},2,2,17,"L",212.45999999999998,248.37776581535695,146.95290799126599,128.741763301124,"R"]
[{"$f":"INDEX(Seas_Ar,C1895)","v":"Sum"},{"$f":"INDEX(WDWE_Ar,D1895)","v":"WD"},2,2,18,"L",204.44499999999999,222.2143027005599,153.226626852636,128.741763301124,"R"]
[{"$f":"INDEX(Seas_Ar,C1896)","v":"Sum"},{"$f":"INDEX(WDWE_Ar,D1896)","v":"WD"},2,2,19,"L",188.07999999999998,176.13127628299523,153.226626852636,128.741763301124,"R"]
[{"$f":"INDEX(Seas_Ar,C1897)","v":"Sum"},{"$f":"INDEX(WDWE_Ar,D1897)","v":"WD"},2,2,20,"L",178.35000000000002,186.6926043796843,170.42940829381899,128.741763301124,"R"]
[{"$f":"INDEX(Seas_Ar,C1898)","v":"Sum"},{"$f":"INDEX(WDWE_Ar,D1898)","v":"WD"},2,2,21,"L",203.66,188.00230043781733,170.42940829381899,128.741763301124,"R"]
[{"$f":"INDEX(Seas_Ar,C1899)","v":"Sum"},{"$f":"INDEX(WDWE_Ar,D1899)","v":"WD"},2,2,22,"L",207.41500000000002,205.05880724141028,148.651204964447,128.741763301124,"R"]
[{"$f":"INDEX(Seas_Ar,C1900)","v":"Sum"},{"$f":"INDEX(WDWE_Ar,D1900)","v":"WD"},2,2,23,"L",210.85500000000002,161.73223415549776,146.95290799126599,128.741763301124,"R"]
[{"$f":"INDEX(Seas_Ar,C1901)","v":"Sum"},{"$f":"INDEX(WDWE_Ar,D1901)","v":"WD"},2,2,24,"L",164.72499999999999,146.00826694593547,146.95290799126599,128.741763301124,"R"]
[{"$f":"INDEX(Seas_Ar,C1902)","v":"Sum"},{"$f":"INDEX(WDWE_Ar,D1902)","v":"WD"},2,3,1,"L",134.19,141.72891122110545,96.553352768683396,130.183195941495,"R"]
[{"$f":"INDEX(Seas_Ar,C1903)","v":"Sum"},{"$f":"INDEX(WDWE_Ar,D1903)","v":"WD"},2,3,2,"L",134.57,130.84777362184903,96.553352768683396,130.183195941495,"R"]
[{"$f":"INDEX(Seas_Ar,C1904)","v":"Sum"},{"$f":"INDEX(WDWE_Ar,D1904)","v":"WD"},2,3,3,"L",133.33500000000001,124.54295771409235,96.553352768683396,130.183195941495,"R"]
[{"$f":"INDEX(Seas_Ar,C1905)","v":"Sum"},{"$f":"INDEX(WDWE_Ar,D1905)","v":"WD"},2,3,4,"L",100.94499999999999,123.8348081012646,96.553352768683396,130.183195941495,"R"]
[{"$f":"INDEX(Seas_Ar,C1906)","v":"Sum"},{"$f":"INDEX(WDWE_Ar,D1906)","v":"WD"},2,3,5,"L",92.715000000000003,129.50000500388654,86.583329286618195,130.183195941495,"R"]
[{"$f":"INDEX(Seas_Ar,C1907)","v":"Sum"},{"$f":"INDEX(WDWE_Ar,D1907)","v":"WD"},2,3,6,"L",140.69999999999999,145.00315136643803,96.553352768683396,130.183195941495,"R"]
[{"$f":"INDEX(Seas_Ar,C1908)","v":"Sum"},{"$f":"INDEX(WDWE_Ar,D1908)","v":"WD"},2,3,7,"L",165.005,178.36994280096681,107.862032609553,81.799202853727294,"R"]
[{"$f":"INDEX(Seas_Ar,C1909)","v":"Sum"},{"$f":"INDEX(WDWE_Ar,D1909)","v":"WD"},2,3,8,"L",217.815,220.31828922105333,124.445431298918,10.0800001621246,"R"]
[{"$f":"INDEX(Seas_Ar,C1910)","v":"Sum"},{"$f":"INDEX(WDWE_Ar,D1910)","v":"WD"},2,3,9,"L",214.39,241.38764383067019,105.78411075355,10.0800001621246,"R"]
[{"$f":"INDEX(Seas_Ar,C1911)","v":"Sum"},{"$f":"INDEX(WDWE_Ar,D1911)","v":"WD"},2,3,10,"L",203.57,225.0392866399049,105.78411075355,10.0800001621246,"R"]
[{"$f":"INDEX(Seas_Ar,C1912)","v":"Sum"},{"$f":"INDEX(WDWE_Ar,D1912)","v":"WD"},2,3,11,"L",203.70499999999998,191.53543398999017,107.862032609553,10.0800001621246,"R"]
[{"$f":"INDEX(Seas_Ar,C1913)","v":"Sum"},{"$f":"INDEX(WDWE_Ar,D1913)","v":"WD"},2,3,12,"L",203.51499999999999,192.66238176094183,107.862032609553,10.0800001621246,"R"]
[{"$f":"INDEX(Seas_Ar,C1914)","v":"Sum"},{"$f":"INDEX(WDWE_Ar,D1914)","v":"WD"},2,3,13,"L",205.83500000000001,207.8761766687895,107.862032609553,10.0800001621246,"R"]
[{"$f":"INDEX(Seas_Ar,C1915)","v":"Sum"},{"$f":"INDEX(WDWE_Ar,D1915)","v":"WD"},2,3,14,"L",209.61500000000001,224.04178557237341,126.952923465328,10.0800001621246,"R"]
[{"$f":"INDEX(Seas_Ar,C1916)","v":"Sum"},{"$f":"INDEX(WDWE_Ar,D1916)","v":"WD"},2,3,15,"L",209.55500000000001,223.86665179715791,111.188704481649,10.0800001621246,"R"]
[{"$f":"INDEX(Seas_Ar,C1917)","v":"Sum"},{"$f":"INDEX(WDWE_Ar,D1917)","v":"WD"},2,3,16,"L",210.42000000000002,224.48342726639498,126.952923465328,10.0800001621246,"R"]
[{"$f":"INDEX(Seas_Ar,C1918)","v":"Sum"},{"$f":"INDEX(WDWE_Ar,D1918)","v":"WD"},2,3,17,"L",208.92500000000001,216.77754115691459,126.952923465328,129.91104701133699,"R"]
[{"$f":"INDEX(Seas_Ar,C1919)","v":"Sum"},{"$f":"INDEX(WDWE_Ar,D1919)","v":"WD"},2,3,18,"L",205.34,211.46261180472359,128.07179860181799,134.19504708023999,"R"]
[{"$f":"INDEX(Seas_Ar,C1920)","v":"Sum"},{"$f":"INDEX(WDWE_Ar,D1920)","v":"WD"},2,3,19,"L",201.26499999999999,215.96278837656439,126.952923465328,134.19504708023999,"R"]
[{"$f":"INDEX(Seas_Ar,C1921)","v":"Sum"},{"$f":"INDEX(WDWE_Ar,D1921)","v":"WD"},2,3,20,"L",202.92500000000001,210.16053025855641,128.07179860181799,134.19504708023999,"R"]
[{"$f":"INDEX(Seas_Ar,C1922)","v":"Sum"},{"$f":"INDEX(WDWE_Ar,D1922)","v":"WD"},2,3,21,"L",210.54,217.50091979367411,126.952923465328,196.83216747244799,"R"]
[{"$f":"INDEX(Seas_Ar,C1923)","v":"Sum"},{"$f":"INDEX(WDWE_Ar,D1923)","v":"WD"},2,3,22,"L",213.25,210.02346904317039,126.952923465328,134.19504708023999,"R"]
[{"$f":"INDEX(Seas_Ar,C1924)","v":"Sum"},{"$f":"INDEX(WDWE_Ar,D1924)","v":"WD"},2,3,23,"L",197.98000000000002,199.34030875502708,126.123751625418,134.19504708023999,"R"]
[{"$f":"INDEX(Seas_Ar,C1925)","v":"Sum"},{"$f":"INDEX(WDWE_Ar,D1925)","v":"WD"},2,3,24,"L",169.98500000000001,169.90260549489744,107.862032609553,134.19504708023999,"R"]
[{"$f":"INDEX(Seas_Ar,C1926)","v":"Sum"},{"$f":"INDEX(WDWE_Ar,D1926)","v":"WD"},2,4,1,"L",183.57999999999998,151.02623033145682,107.92197017136,191.75183877745599,"R"]
[{"$f":"INDEX(Seas_Ar,C1927)","v":"Sum"},{"$f":"INDEX(WDWE_Ar,D1927)","v":"WD"},2,4,2,"L",179.76499999999999,143.17566849462452,107.92197017136,191.75183877745599,"R"]
[{"$f":"INDEX(Seas_Ar,C1928)","v":"Sum"},{"$f":"INDEX(WDWE_Ar,D1928)","v":"WD"},2,4,3,"L",135.77000000000001,144.76710149549547,107.92197017136,191.75183877745599,"R"]
[{"$f":"INDEX(Seas_Ar,C1929)","v":"Sum"},{"$f":"INDEX(WDWE_Ar,D1929)","v":"WD"},2,4,4,"L",92.89,147.78244823398776,107.92197017136,191.75183877745599,"R"]
[{"$f":"INDEX(Seas_Ar,C1930)","v":"Sum"},{"$f":"INDEX(WDWE_Ar,D1930)","v":"WD"},2,4,5,"L",96.094999999999999,143.80005847582746,107.92197017136,191.75183877745599,"R"]
[{"$f":"INDEX(Seas_Ar,C1931)","v":"Sum"},{"$f":"INDEX(WDWE_Ar,D1931)","v":"WD"},2,4,6,"L",119.38999999999999,152.54913272463477,126.473400105571,191.75183877745599,"R"]
[{"$f":"INDEX(Seas_Ar,C1932)","v":"Sum"},{"$f":"INDEX(WDWE_Ar,D1932)","v":"WD"},2,4,7,"L",193.58500000000001,192.82228651222553,147.25259580030399,147.50064421807201,"R"]
[{"$f":"INDEX(Seas_Ar,C1933)","v":"Sum"},{"$f":"INDEX(WDWE_Ar,D1933)","v":"WD"},2,4,8,"L",211.64,262.38846783259407,147.25259580030399,132.80400213599199,"R"]
[{"$f":"INDEX(Seas_Ar,C1934)","v":"Sum"},{"$f":"INDEX(WDWE_Ar,D1934)","v":"WD"},2,4,9,"L",207.315,306.61355333048152,147.25259580030399,97.352643411502797,"R"]
[{"$f":"INDEX(Seas_Ar,C1935)","v":"Sum"},{"$f":"INDEX(WDWE_Ar,D1935)","v":"WD"},2,4,10,"L",208.005,299.53967171417003,147.25259580030399,10.0800001621246,"R"]
[{"$f":"INDEX(Seas_Ar,C1936)","v":"Sum"},{"$f":"INDEX(WDWE_Ar,D1936)","v":"WD"},2,4,11,"L",204.785,287.49351378413246,127.33254072638501,10.0800001621246,"R"]
[{"$f":"INDEX(Seas_Ar,C1937)","v":"Sum"},{"$f":"INDEX(WDWE_Ar,D1937)","v":"WD"},2,4,12,"L",208.83999999999997,299.46352659451111,126.473400105571,10.0800001621246,"R"]
[{"$f":"INDEX(Seas_Ar,C1938)","v":"Sum"},{"$f":"INDEX(WDWE_Ar,D1938)","v":"WD"},2,4,13,"L",208.82499999999999,303.10326331420634,126.473400105571,10.0800001621246,"R"]
[{"$f":"INDEX(Seas_Ar,C1939)","v":"Sum"},{"$f":"INDEX(WDWE_Ar,D1939)","v":"WD"},2,4,14,"L",210.17500000000001,313.39046898012344,128.19168896896301,86.032799845647702,"R"]
[{"$f":"INDEX(Seas_Ar,C1940)","v":"Sum"},{"$f":"INDEX(WDWE_Ar,D1940)","v":"WD"},2,4,15,"L",210.45499999999998,324.98737070417349,128.19168896896301,97.352643411502797,"R"]
[{"$f":"INDEX(Seas_Ar,C1941)","v":"Sum"},{"$f":"INDEX(WDWE_Ar,D1941)","v":"WD"},2,4,16,"L",215.01499999999999,323.38070867937074,128.19168896896301,97.352643411502797,"R"]
[{"$f":"INDEX(Seas_Ar,C1942)","v":"Sum"},{"$f":"INDEX(WDWE_Ar,D1942)","v":"WD"},2,4,17,"L",211.96499999999997,321.30194691268287,129.050814346246,191.75183877745599,"R"]
[{"$f":"INDEX(Seas_Ar,C1943)","v":"Sum"},{"$f":"INDEX(WDWE_Ar,D1943)","v":"WD"},2,4,18,"L",209.10000000000002,310.86245100744804,147.25259580030399,191.75183877745599,"R"]
[{"$f":"INDEX(Seas_Ar,C1944)","v":"Sum"},{"$f":"INDEX(WDWE_Ar,D1944)","v":"WD"},2,4,19,"L",178.14499999999998,301.64127701675557,147.25259580030399,191.75183877745599,"R"]
[{"$f":"INDEX(Seas_Ar,C1945)","v":"Sum"},{"$f":"INDEX(WDWE_Ar,D1945)","v":"WD"},2,4,20,"L",202.43,286.59500137215747,132.857017199864,191.75183877745599,"R"]
[{"$f":"INDEX(Seas_Ar,C1946)","v":"Sum"},{"$f":"INDEX(WDWE_Ar,D1946)","v":"WD"},2,4,21,"L",208.2,311.50968452454867,147.25259580030399,274.79086965405401,"R"]
[{"$f":"INDEX(Seas_Ar,C1947)","v":"Sum"},{"$f":"INDEX(WDWE_Ar,D1947)","v":"WD"},2,4,22,"L",212.51,280.03890656952643,147.25259580030399,201.21695831445601,"R"]
[{"$f":"INDEX(Seas_Ar,C1948)","v":"Sum"},{"$f":"INDEX(WDWE_Ar,D1948)","v":"WD"},2,4,23,"L",202.185,227.17134999035409,126.473400105571,191.75183877745599,"R"]
[{"$f":"INDEX(Seas_Ar,C1949)","v":"Sum"},{"$f":"INDEX(WDWE_Ar,D1949)","v":"WD"},2,4,24,"L",170.21,222.26760428432107,126.473400105571,191.75183877745599,"R"]
[{"$f":"INDEX(Seas_Ar,C1950)","v":"Shl"},{"$f":"INDEX(WDWE_Ar,D1950)","v":"WD"},3,5,1,"L",147.44999999999999,157.01885124861201,102.177720097331,274.56913918173802,"R"]
[{"$f":"INDEX(Seas_Ar,C1951)","v":"Shl"},{"$f":"INDEX(WDWE_Ar,D1951)","v":"WD"},3,5,2,"L",96.585000000000008,153.86644329473367,103.73615767845099,274.56913918173802,"R"]
[{"$f":"INDEX(Seas_Ar,C1952)","v":"Shl"},{"$f":"INDEX(WDWE_Ar,D1952)","v":"WD"},3,5,3,"L",90.165000000000006,148.65050259809922,96.593313683810194,274.56913918173802,"R"]
[{"$f":"INDEX(Seas_Ar,C1953)","v":"Shl"},{"$f":"INDEX(WDWE_Ar,D1953)","v":"WD"},3,5,4,"L",85.78,145.05645295019926,96.593313683810194,274.56913918173802,"R"]
[{"$f":"INDEX(Seas_Ar,C1954)","v":"Shl"},{"$f":"INDEX(WDWE_Ar,D1954)","v":"WD"},3,5,5,"L",85.844999999999999,143.76960042796389,96.593313683810194,274.56913918173802,"R"]
[{"$f":"INDEX(Seas_Ar,C1955)","v":"Shl"},{"$f":"INDEX(WDWE_Ar,D1955)","v":"WD"},3,5,6,"L",104.75,146.92962289380816,103.73615767845099,274.56913918173802,"R"]
[{"$f":"INDEX(Seas_Ar,C1956)","v":"Shl"},{"$f":"INDEX(WDWE_Ar,D1956)","v":"WD"},3,5,7,"L",197.95499999999998,185.76363391984574,126.303571932606,211.206242166528,"R"]
[{"$f":"INDEX(Seas_Ar,C1957)","v":"Shl"},{"$f":"INDEX(WDWE_Ar,D1957)","v":"WD"},3,5,8,"L",212.66,280.43486119175265,127.16271255341999,196.32816746434199,"R"]
[{"$f":"INDEX(Seas_Ar,C1958)","v":"Shl"},{"$f":"INDEX(WDWE_Ar,D1958)","v":"WD"},3,5,9,"L",204.32499999999999,299.57774427399943,128.01186104000999,139.39631547444301,"R"]
[{"$f":"INDEX(Seas_Ar,C1959)","v":"Shl"},{"$f":"INDEX(WDWE_Ar,D1959)","v":"WD"},3,5,10,"L",204.57999999999998,283.82331901657363,126.303571932606,139.39631547444301,"R"]
[{"$f":"INDEX(Seas_Ar,C1960)","v":"Shl"},{"$f":"INDEX(WDWE_Ar,D1960)","v":"WD"},3,5,11,"L",204.63499999999999,291.20178111152075,126.303571932606,130.71743471961901,"R"]
[{"$f":"INDEX(Seas_Ar,C1961)","v":"Shl"},{"$f":"INDEX(WDWE_Ar,D1961)","v":"WD"},3,5,12,"L",204.91,285.91730980719331,122.5173609692,130.71743471961901,"R"]
[{"$f":"INDEX(Seas_Ar,C1962)","v":"Shl"},{"$f":"INDEX(WDWE_Ar,D1962)","v":"WD"},3,5,13,"L",205.89,259.38835011803349,108.811079573078,130.71743471961901,"R"]
[{"$f":"INDEX(Seas_Ar,C1963)","v":"Shl"},{"$f":"INDEX(WDWE_Ar,D1963)","v":"WD"},3,5,14,"L",214.345,273.14777324039625,126.303571932606,130.71743471961901,"R"]
[{"$f":"INDEX(Seas_Ar,C1964)","v":"Shl"},{"$f":"INDEX(WDWE_Ar,D1964)","v":"WD"},3,5,15,"L",217.155,278.55407673617799,127.16271255341999,139.39631547444301,"R"]
[{"$f":"INDEX(Seas_Ar,C1965)","v":"Shl"},{"$f":"INDEX(WDWE_Ar,D1965)","v":"WD"},3,5,16,"L",215.76999999999998,261.41381030096017,127.16271255341999,178.50671917965801,"R"]
[{"$f":"INDEX(Seas_Ar,C1966)","v":"Shl"},{"$f":"INDEX(WDWE_Ar,D1966)","v":"WD"},3,5,17,"L",207.27499999999998,330.18046786491027,128.01186104000999,271.57537790311801,"R"]
[{"$f":"INDEX(Seas_Ar,C1967)","v":"Shl"},{"$f":"INDEX(WDWE_Ar,D1967)","v":"WD"},3,5,18,"L",204.35500000000002,325.20819155118431,146.35350188612901,274.56913918173802,"R"]
[{"$f":"INDEX(Seas_Ar,C1968)","v":"Shl"},{"$f":"INDEX(WDWE_Ar,D1968)","v":"WD"},3,5,19,"L",203.67500000000001,303.03473270651341,128.01186104000999,274.56913918173802,"R"]
[{"$f":"INDEX(Seas_Ar,C1969)","v":"Shl"},{"$f":"INDEX(WDWE_Ar,D1969)","v":"WD"},3,5,20,"L",202.45,307.5425237903201,128.01186104000999,274.56913918173802,"R"]
[{"$f":"INDEX(Seas_Ar,C1970)","v":"Shl"},{"$f":"INDEX(WDWE_Ar,D1970)","v":"WD"},3,5,21,"L",205.2,278.0972060182246,128.01186104000999,281.67552699134802,"R"]
[{"$f":"INDEX(Seas_Ar,C1971)","v":"Shl"},{"$f":"INDEX(WDWE_Ar,D1971)","v":"WD"},3,5,22,"L",203.67000000000002,246.47413782388452,128.01186104000999,279.15552695081698,"R"]
[{"$f":"INDEX(Seas_Ar,C1972)","v":"Shl"},{"$f":"INDEX(WDWE_Ar,D1972)","v":"WD"},3,5,23,"L",196.065,212.51341445601636,126.303571932606,274.56913918173802,"R"]
[{"$f":"INDEX(Seas_Ar,C1973)","v":"Shl"},{"$f":"INDEX(WDWE_Ar,D1973)","v":"WD"},3,5,24,"L",188.51,198.99004120459622,121.238642172203,274.56913918173802,"R"]
[{"$f":"INDEX(Seas_Ar,C1974)","v":"Shl"},{"$f":"INDEX(WDWE_Ar,D1974)","v":"WE"},3,6,1,"L",183.82,139.20089324843008,142.03781451361601,281.67552699134802,"R"]
[{"$f":"INDEX(Seas_Ar,C1975)","v":"Shl"},{"$f":"INDEX(WDWE_Ar,D1975)","v":"WE"},3,6,2,"L",184.57499999999999,140.56389089032433,145.06479857667401,281.67552699134802,"R"]
[{"$f":"INDEX(Seas_Ar,C1976)","v":"Shl"},{"$f":"INDEX(WDWE_Ar,D1976)","v":"WE"},3,6,3,"L",128.405,129.09643586969443,145.06479857667401,281.67552699134802,"R"]
[{"$f":"INDEX(Seas_Ar,C1977)","v":"Shl"},{"$f":"INDEX(WDWE_Ar,D1977)","v":"WE"},3,6,4,"L",100.36,145.12498355789225,145.06479857667401,281.67552699134802,"R"]
[{"$f":"INDEX(Seas_Ar,C1978)","v":"Shl"},{"$f":"INDEX(WDWE_Ar,D1978)","v":"WE"},3,6,5,"L",121.2,130.01779181756706,145.06479857667401,281.67552699134802,"R"]
[{"$f":"INDEX(Seas_Ar,C1979)","v":"Shl"},{"$f":"INDEX(WDWE_Ar,D1979)","v":"WE"},3,6,6,"L",173.29500000000002,145.14782709378994,145.06479857667401,281.67552699134802,"R"]
[{"$f":"INDEX(Seas_Ar,C1980)","v":"Shl"},{"$f":"INDEX(WDWE_Ar,D1980)","v":"WE"},3,6,7,"L",169.27500000000001,206.09438086877128,145.06479857667401,194.11057050484601,"R"]
[{"$f":"INDEX(Seas_Ar,C1981)","v":"Shl"},{"$f":"INDEX(WDWE_Ar,D1981)","v":"WE"},3,6,8,"L",197.965,244.8827048230136,145.06479857667401,200.44080937619199,"R"]
[{"$f":"INDEX(Seas_Ar,C1982)","v":"Shl"},{"$f":"INDEX(WDWE_Ar,D1982)","v":"WE"},3,6,9,"L",200.98500000000001,276.33825375410402,146.12373615135601,194.11057050484601,"R"]
[{"$f":"INDEX(Seas_Ar,C1983)","v":"Shl"},{"$f":"INDEX(WDWE_Ar,D1983)","v":"WE"},3,6,10,"L",203.07,331.45209136321387,156.25359567216401,164.98943527084299,"R"]
[{"$f":"INDEX(Seas_Ar,C1984)","v":"Shl"},{"$f":"INDEX(WDWE_Ar,D1984)","v":"WE"},3,6,11,"L",208.63499999999999,335.22888929829514,148.23162678826299,194.11057050484601,"R"]
[{"$f":"INDEX(Seas_Ar,C1985)","v":"Shl"},{"$f":"INDEX(WDWE_Ar,D1985)","v":"WE"},3,6,12,"L",211.54,336.33299353334922,146.12373615135601,154.18368924743601,"R"]
[{"$f":"INDEX(Seas_Ar,C1986)","v":"Shl"},{"$f":"INDEX(WDWE_Ar,D1986)","v":"WE"},3,6,13,"L",212.52500000000001,293.1663251987203,146.12373615135601,154.18368924743601,"R"]
[{"$f":"INDEX(Seas_Ar,C1987)","v":"Shl"},{"$f":"INDEX(WDWE_Ar,D1987)","v":"WE"},3,6,14,"L",202.245,244.28877288967416,145.06479857667401,154.18368924743601,"R"]
[{"$f":"INDEX(Seas_Ar,C1988)","v":"Shl"},{"$f":"INDEX(WDWE_Ar,D1988)","v":"WE"},3,6,15,"L",201.05,274.03867114040531,148.23162678826299,194.11057050484601,"R"]
[{"$f":"INDEX(Seas_Ar,C1989)","v":"Shl"},{"$f":"INDEX(WDWE_Ar,D1989)","v":"WE"},3,6,16,"L",201.86500000000001,269.20345604206534,147.17268921358101,210.228480920333,"R"]
[{"$f":"INDEX(Seas_Ar,C1990)","v":"Shl"},{"$f":"INDEX(WDWE_Ar,D1990)","v":"WE"},3,6,17,"L",201.69499999999999,301.38238360991528,156.25359567216401,279.15552695081698,"R"]
[{"$f":"INDEX(Seas_Ar,C1991)","v":"Shl"},{"$f":"INDEX(WDWE_Ar,D1991)","v":"WE"},3,6,18,"L",208.81,309.94870957154126,203.126674447016,279.15552695081698,"R"]
[{"$f":"INDEX(Seas_Ar,C1992)","v":"Shl"},{"$f":"INDEX(WDWE_Ar,D1992)","v":"WE"},3,6,19,"L",194.98000000000002,300.3620390064861,203.126674447016,279.15552695081698,"R"]
[{"$f":"INDEX(Seas_Ar,C1993)","v":"Shl"},{"$f":"INDEX(WDWE_Ar,D1993)","v":"WE"},3,6,20,"L",187.565,251.17990621880438,210.1596278305,279.15552695081698,"R"]
[{"$f":"INDEX(Seas_Ar,C1994)","v":"Shl"},{"$f":"INDEX(WDWE_Ar,D1994)","v":"WE"},3,6,21,"L",159.58999999999997,238.75302269047231,203.126674447016,279.16561679472898,"R"]
[{"$f":"INDEX(Seas_Ar,C1995)","v":"Shl"},{"$f":"INDEX(WDWE_Ar,D1995)","v":"WE"},3,6,22,"L",93.704999999999998,292.55716424144919,203.126674447016,279.15552695081698,"R"]
[{"$f":"INDEX(Seas_Ar,C1996)","v":"Shl"},{"$f":"INDEX(WDWE_Ar,D1996)","v":"WE"},3,6,23,"L",91.52000000000001,314.50218772714328,156.25359567216401,279.15552695081698,"R"]
[{"$f":"INDEX(Seas_Ar,C1997)","v":"Shl"},{"$f":"INDEX(WDWE_Ar,D1997)","v":"WE"},3,6,24,"L",90.824999999999989,293.07495105512965,146.12373615135601,279.15552695081698,"R"]
[{"$f":"INDEX(Seas_Ar,C1998)","v":"Shl"},{"$f":"INDEX(WDWE_Ar,D1998)","v":"WE"},3,7,1,"L",90.69,155.1304522810714,111.768118696575,254.99376533173501,"R"]
[{"$f":"INDEX(Seas_Ar,C1999)","v":"Shl"},{"$f":"INDEX(WDWE_Ar,D1999)","v":"WE"},3,7,2,"L",85.64500000000001,147.83574981774899,74.735188524184196,254.99376533173501,"R"]
[{"$f":"INDEX(Seas_Ar,C2000)","v":"Shl"},{"$f":"INDEX(WDWE_Ar,D2000)","v":"WE"},3,7,3,"L",75.034999999999997,147.02861154936471,74.735188524184196,254.99376533173501,"R"]
[{"$f":"INDEX(Seas_Ar,C2007)","v":"Shl"},{"$f":"INDEX(WDWE_Ar,D2007)","v":"WE"},3,7,10,"L",91.63,298.6640028380927,111.768118696575,124.750084159774,"R"]
[{"$f":"INDEX(Seas_Ar,C2016)","v":"Shl"},{"$f":"INDEX(WDWE_Ar,D2016)","v":"WE"},3,7,19,"L",57.62,312.72800643909102,111.768118696575,216.992167796697,"R"]
[{"$f":"INDEX(Seas_Ar,C2021)","v":"Shl"},{"$f":"INDEX(WDWE_Ar,D2021)","v":"WE"},3,7,24,"L",55.650000000000006,248.40822386322051,74.735188524184196,216.992167796697,"R"]
[{"$f":"INDEX(Seas_Ar,C2032)","v":"Sum"},{"$f":"INDEX(WDWE_Ar,D2032)","v":"WD"},2,1,11,"L",137.245,203.37973377790638,78.281641618595103,60.439680049247698,"R"]
[{"$f":"INDEX(Seas_Ar,C2047)","v":"Sum"},{"$f":"INDEX(WDWE_Ar,D2047)","v":"WD"},2,2,2,"L",93.314999999999998,127.6332539336546,74.385540044031103,183.88943557482699,"R"]
[{"$f":"INDEX(Seas_Ar,C2052)","v":"Sum"},{"$f":"INDEX(WDWE_Ar,D2052)","v":"WD"},2,2,7,"L",103.64,210.67572826446468,103.496399809455,174.03119664673699,"R"]
[{"$f":"INDEX(Seas_Ar,C2060)","v":"Sum"},{"$f":"INDEX(WDWE_Ar,D2060)","v":"WD"},2,2,15,"L",178.45,192.9240076637507,101.718181006021,100.98144193178101,"R"]
[{"$f":"INDEX(Seas_Ar,C2077)","v":"Sum"},{"$f":"INDEX(WDWE_Ar,D2077)","v":"WD"},2,3,8,"L",233.30500000000001,189.34131983403412,101.95793887501701,165.24143527489599,"R"]
[{"$f":"INDEX(Seas_Ar,C2088)","v":"Sum"},{"$f":"INDEX(WDWE_Ar,D2088)","v":"WD"},2,3,19,"L",144.505,164.80364016696458,108.461431092925,165.24143527489599,"R"]
[{"$f":"INDEX(Seas_Ar,C2093)","v":"Sum"},{"$f":"INDEX(WDWE_Ar,D2093)","v":"WD"},2,3,24,"L",109.44,90.357128649814825,100.21968098670899,165.24143527489599,"R"]
[{"$f":"INDEX(Seas_Ar,C2108)","v":"Sum"},{"$f":"INDEX(WDWE_Ar,D2108)","v":"WD"},2,4,15,"L",151.76499999999999,198.81429477267719,89.340571456246295,117.97632282035801,"R"]
[{"$f":"INDEX(Seas_Ar,C2109)","v":"Sum"},{"$f":"INDEX(WDWE_Ar,D2109)","v":"WD"},2,4,16,"L",159.73500000000001,186.18780815058565,99.890009153237301,135.31392771347001,"R"]
[{"$f":"INDEX(Seas_Ar,C2127)","v":"Sum"},{"$f":"INDEX(WDWE_Ar,D2127)","v":"WD"},2,5,10,"L",200.51999999999998,265.85110223900381,88.251657478895098,85.680001378059302,"R"]
[{"$f":"INDEX(Seas_Ar,C2128)","v":"Sum"},{"$f":"INDEX(WDWE_Ar,D2128)","v":"WD"},2,5,11,"L",137.30500000000001,226.0806399255936,97.722180954522997,67.616642933235198,"R"]
[{"$f":"INDEX(Seas_Ar,C2139)","v":"Sum"},{"$f":"INDEX(WDWE_Ar,D2139)","v":"WD"},2,5,22,"L",124.28,178.16150856541884,100.05984494796699,168.09407716647999,"R"]
[{"$f":"INDEX(Seas_Ar,C2154)","v":"Sum"},{"$f":"INDEX(WDWE_Ar,D2154)","v":"WE"},2,6,13,"L",118.515,222.36881273242864,76.683243122348799,102.68496442011801,"R"]
[{"$f":"INDEX(Seas_Ar,C2165)","v":"Sum"},{"$f":"INDEX(WDWE_Ar,D2165)","v":"WE"},2,6,24,"L",162.48000000000002,160.71777976949335,77.002922821598005,176.11776406311,"R"]
[{"$f":"INDEX(Seas_Ar,C2170)","v":"Sum"},{"$f":"INDEX(WDWE_Ar,D2170)","v":"WE"},2,7,5,"L",54.965000000000003,158.13375315922659,79.6902276734304,198.303838882837,"R"]
[{"$f":"INDEX(Seas_Ar,C2185)","v":"Sum"},{"$f":"INDEX(WDWE_Ar,D2185)","v":"WE"},2,7,20,"L",72.62,178.14291844592054,93.746157549705401,188.768167342748,"R"]
[{"$f":"INDEX(Seas_Ar,C2195)","v":"Sum"},{"$f":"INDEX(WDWE_Ar,D2195)","v":"WD"},2,1,6,"L",81.53,120.68414186851435,82.237680754966703,100.86047916128101,"R"]
[{"$f":"INDEX(Seas_Ar,C2200)","v":"Sum"},{"$f":"INDEX(WDWE_Ar,D2200)","v":"WD"},2,1,11,"L",198.14999999999998,197.85148176394759,101.86803253230499,66.568321993522602,"R"]
[{"$f":"INDEX(Seas_Ar,C2211)","v":"Sum"},{"$f":"INDEX(WDWE_Ar,D2211)","v":"WD"},2,1,22,"L",137.495,179.86199364478554,101.86803253230499,122.905442284402,"R"]
[{"$f":"INDEX(Seas_Ar,C2226)","v":"Sum"},{"$f":"INDEX(WDWE_Ar,D2226)","v":"WD"},2,2,13,"L",92.59,159.99133784661777,90.1697432961559,92.887203032064406,"R"]
[{"$f":"INDEX(Seas_Ar,C2231)","v":"Sum"},{"$f":"INDEX(WDWE_Ar,D2231)","v":"WD"},2,2,18,"L",98.53,222.45136679709807,100.908993434557,143.45856969017001,"R"]
[{"$f":"INDEX(Seas_Ar,C2242)","v":"Sum"},{"$f":"INDEX(WDWE_Ar,D2242)","v":"WD"},2,3,5,"L",63.519999999999996,98.978360956911047,63.766172651009498,174.84768957979199,"R"]
[{"$f":"INDEX(Seas_Ar,C2251)","v":"Sum"},{"$f":"INDEX(WDWE_Ar,D2251)","v":"WD"},2,3,14,"L",152.47000000000003,353.4490433533075,82.057860447778694,88.7644789667319,"R"]
[{"$f":"INDEX(Seas_Ar,C2261)","v":"Sum"},{"$f":"INDEX(WDWE_Ar,D2261)","v":"WD"},2,3,24,"L",97.375,132.02376801748525,75.973954027819602,179.655838582906,"R"]
[{"$f":"INDEX(Seas_Ar,C2272)","v":"Sum"},{"$f":"INDEX(WDWE_Ar,D2272)","v":"WD"},2,4,11,"L",66.5,172.27154783509152,101.758141921148,151.472166742887,"R"]
[{"$f":"INDEX(Seas_Ar,C2277)","v":"Sum"},{"$f":"INDEX(WDWE_Ar,D2277)","v":"WD"},2,4,16,"L",70.444999999999993,243.3415365471744,101.758141921148,173.33568955547301,"R"]
[{"$f":"INDEX(Seas_Ar,C2288)","v":"Sum"},{"$f":"INDEX(WDWE_Ar,D2288)","v":"WD"},2,5,3,"L",54.385000000000005,206.91528967188378,66.813118117217897,279.15552695081698,"R"]
[{"$f":"INDEX(Seas_Ar,C2303)","v":"Sum"},{"$f":"INDEX(WDWE_Ar,D2303)","v":"WD"},2,5,18,"L",166.17000000000002,159.05733151648209,88.231680832214295,135.64656956452299,"R"]
[{"$f":"INDEX(Seas_Ar,C2309)","v":"Sum"},{"$f":"INDEX(WDWE_Ar,D2309)","v":"WD"},2,5,24,"L",97.18,188.74163129044138,75.973954027819602,135.64656956452299,"R"]
[{"$f":"INDEX(Seas_Ar,C2318)","v":"Sum"},{"$f":"INDEX(WDWE_Ar,D2318)","v":"WE"},2,6,9,"L",89.699999999999989,133.84573811218652,73.056868197684196,10.0800001621246,"R"]
[{"$f":"INDEX(Seas_Ar,C2333)","v":"Sum"},{"$f":"INDEX(WDWE_Ar,D2333)","v":"WE"},2,6,24,"L",97.72,130.5504059192431,72.217711845316899,79.521120663766794,"R"]
[{"$f":"INDEX(Seas_Ar,C2338)","v":"Sum"},{"$f":"INDEX(WDWE_Ar,D2338)","v":"WE"},2,7,5,"L",58.679999999999993,117.1388643196191,52.487461591043399,81.930240087280197,"R"]
[{"$f":"INDEX(Seas_Ar,C2349)","v":"Sum"},{"$f":"INDEX(WDWE_Ar,D2349)","v":"WE"},2,7,16,"L",83.574999999999989,103.93122551037688,77.1527743478823,10.0800001621246,"R"]
[{"$f":"INDEX(Seas_Ar,C2364)","v":"Sum"},{"$f":"INDEX(WDWE_Ar,D2364)","v":"WD"},2,1,7,"L",106.095,82.194216506996781,80.869047993492998,135.67680833454099,"R"]
[{"$f":"INDEX(Seas_Ar,C2371)","v":"Sum"},{"$f":"INDEX(WDWE_Ar,D2371)","v":"WD"},2,1,14,"L",102.155,94.20572911933742,68.401532101006495,111.52512117851199,"R"]
[{"$f":"INDEX(Seas_Ar,C2379)","v":"Sum"},{"$f":"INDEX(WDWE_Ar,D2379)","v":"WD"},2,1,22,"L",104.19,144.89592462698707,80.869047993492998,135.67680833454099,"R"]
[{"$f":"INDEX(Seas_Ar,C2384)","v":"Sum"},{"$f":"INDEX(WDWE_Ar,D2384)","v":"WD"},2,2,3,"L",72.745000000000005,90.239511531906814,10.139849749588899,104.892479226131,"R"]
[{"$f":"INDEX(Seas_Ar,C2395)","v":"Sum"},{"$f":"INDEX(WDWE_Ar,D2395)","v":"WD"},2,2,14,"L",83.125,209.98381243372421,58.281660903539603,69.229441421089106,"R"]
[{"$f":"INDEX(Seas_Ar,C2410)","v":"Sum"},{"$f":"INDEX(WDWE_Ar,D2410)","v":"WD"},2,3,5,"L",60.085000000000001,163.51779988504538,56.483461642541897,138.87216654023101,"R"]
[{"$f":"INDEX(Seas_Ar,C2421)","v":"Sum"},{"$f":"INDEX(WDWE_Ar,D2421)","v":"WD"},2,3,16,"L",119.69,246.10702586721303,85.574344761285801,70.761598061943005,"R"]
[{"$f":"INDEX(Seas_Ar,C2426)","v":"Sum"},{"$f":"INDEX(WDWE_Ar,D2426)","v":"WD"},2,3,21,"L",91.705000000000013,201.09206853344787,92.197712102808893,112.442404884672,"R"]
[{"$f":"INDEX(Seas_Ar,C2442)","v":"Sum"},{"$f":"INDEX(WDWE_Ar,D2442)","v":"WD"},2,4,13,"L",164.80500000000001,188.16155428499525,80.559360428466704,67.233598005199298,"R"]
[{"$f":"INDEX(Seas_Ar,C2451)","v":"Sum"},{"$f":"INDEX(WDWE_Ar,D2451)","v":"WD"},2,4,22,"L",178.11,179.37460881690714,80.559360428466704,106.253285400362,"R"]
[{"$f":"INDEX(Seas_Ar,C2456)","v":"Sum"},{"$f":"INDEX(WDWE_Ar,D2456)","v":"WD"},2,5,3,"L",82.86,122.17884909572804,74.625297913026699,130.20336024846,"R"]
[{"$f":"INDEX(Seas_Ar,C2471)","v":"Sum"},{"$f":"INDEX(WDWE_Ar,D2471)","v":"WD"},2,5,18,"L",199.845,187.0410172023675,87.792118387584594,131.29200211167301,"R"]
[{"$f":"INDEX(Seas_Ar,C2482)","v":"Sum"},{"$f":"INDEX(WDWE_Ar,D2482)","v":"WE"},2,6,5,"L",68.19,7.5696713711327943,79.500422853784499,105.930718012361,"R"]
[{"$f":"INDEX(Seas_Ar,C2487)","v":"Sum"},{"$f":"INDEX(WDWE_Ar,D2487)","v":"WE"},2,6,10,"L",86.775000000000006,127.92664003035816,86.2436729406881,10.0800001621246,"R"]
[{"$f":"INDEX(Seas_Ar,C2495)","v":"Sum"},{"$f":"INDEX(WDWE_Ar,D2495)","v":"WE"},2,6,18,"L",88.734999999999999,78.461780037524477,83.026891679749497,91.415523931245801,"R"]
[{"$f":"INDEX(Seas_Ar,C2502)","v":"Shl"},{"$f":"INDEX(WDWE_Ar,D2502)","v":"WE"},3,7,1,"L",39.495000000000005,41.895188621700882,72.497430629439293,120.163681009836,"R"]
[{"$f":"INDEX(Seas_Ar,C2517)","v":"Shl"},{"$f":"INDEX(WDWE_Ar,D2517)","v":"WE"},3,7,16,"L",77.405000000000001,78.993833616326157,68.641289970002106,10.0800001621246,"R"]
[{"$f":"INDEX(Seas_Ar,C2528)","v":"Sum"},{"$f":"INDEX(WDWE_Ar,D2528)","v":"WD"},2,1,3,"L",51.35,117.6960978126984,67.432500869035707,125.39520355491599,"R"]
[{"$f":"INDEX(Seas_Ar,C2533)","v":"Sum"},{"$f":"INDEX(WDWE_Ar,D2533)","v":"WD"},2,1,8,"L",50.03,168.82820893615624,86.023891718373307,118.671845292482,"R"]
[{"$f":"INDEX(Seas_Ar,C2544)","v":"Sum"},{"$f":"INDEX(WDWE_Ar,D2544)","v":"WD"},2,1,19,"L",78.295000000000002,123.18077087323508,86.163751110434504,108.168479278821,"R"]
[{"$f":"INDEX(Seas_Ar,C2553)","v":"Sum"},{"$f":"INDEX(WDWE_Ar,D2553)","v":"WD"},2,2,4,"L",55.989999999999995,105.36389353718866,70.249680600471393,116.504643719539,"R"]
[{"$f":"INDEX(Seas_Ar,C2563)","v":"Sum"},{"$f":"INDEX(WDWE_Ar,D2563)","v":"WD"},2,2,14,"L",130.24,195.22112051231457,75.874047929119996,59.290560645999903,"R"]
[{"$f":"INDEX(Seas_Ar,C2574)","v":"Sum"},{"$f":"INDEX(WDWE_Ar,D2574)","v":"WD"},2,3,1,"L",131.97499999999999,103.17002431297401,77.432493132004694,153.46800246834701,"R"]
[{"$f":"INDEX(Seas_Ar,C2589)","v":"Sum"},{"$f":"INDEX(WDWE_Ar,D2589)","v":"WD"},2,3,16,"L",152.64499999999998,183.85288907774762,96.743157588329197,58.4740792485904,"R"]
[{"$f":"INDEX(Seas_Ar,C2594)","v":"Sum"},{"$f":"INDEX(WDWE_Ar,D2594)","v":"WD"},2,3,21,"L",124.72499999999999,143.05855566233163,100.65924343133899,116.17200186848601,"R"]
[{"$f":"INDEX(Seas_Ar,C2605)","v":"Sum"},{"$f":"INDEX(WDWE_Ar,D2605)","v":"WD"},2,4,8,"L",119.015,160.50978812767562,103.47642316277501,75.509284905881898,"R"]
[{"$f":"INDEX(Seas_Ar,C2611)","v":"Sum"},{"$f":"INDEX(WDWE_Ar,D2611)","v":"WD"},2,4,14,"L",114.11,124.37742681371583,87.452462041654599,50.702400046443898,"R"]
[{"$f":"INDEX(Seas_Ar,C2620)","v":"Sum"},{"$f":"INDEX(WDWE_Ar,D2620)","v":"WD"},2,4,23,"L",94.9,118.56034932526784,98.321579437894798,101.96928533145901,"R"]
[{"$f":"INDEX(Seas_Ar,C2635)","v":"Sum"},{"$f":"INDEX(WDWE_Ar,D2635)","v":"WD"},2,5,14,"L",127.785,152.42405041873292,67.442493003258704,67.122717388181599,"R"]
[{"$f":"INDEX(Seas_Ar,C2640)","v":"Sum"},{"$f":"INDEX(WDWE_Ar,D2640)","v":"WD"},2,5,19,"L",114.67500000000001,124.06995271789786,67.442493003258704,145.65600234269999,"R"]
[{"$f":"INDEX(Seas_Ar,C2651)","v":"Sum"},{"$f":"INDEX(WDWE_Ar,D2651)","v":"WE"},2,6,6,"L",26.734999999999999,113.15046726101119,9.9900001287460292,110.67840485630001,"R"]
[{"$f":"INDEX(Seas_Ar,C2666)","v":"Sum"},{"$f":"INDEX(WDWE_Ar,D2666)","v":"WE"},2,6,21,"L",27.220000000000002,139.21928451995598,67.092844523105597,103.330083815259,"R"]
[{"$f":"INDEX(Seas_Ar,C2671)","v":"Sum"},{"$f":"INDEX(WDWE_Ar,D2671)","v":"WE"},2,7,2,"L",4.5750000000000002,99.480335163158429,52.187762349357598,135.57600218057601,"R"]
[{"$f":"INDEX(Seas_Ar,C2686)","v":"Sum"},{"$f":"INDEX(WDWE_Ar,D2686)","v":"WE"},2,7,17,"L",54.885000000000005,116.59916320059108,67.092844523105597,107.987038968286,"R"]
[{"$f":"INDEX(Seas_Ar,C2696)","v":"Sum"},{"$f":"INDEX(WDWE_Ar,D2696)","v":"WD"},2,1,3,"L",70.814999999999998,78.984303487721448,51.738211581387503,86.677919240789294,"R"]
[{"$f":"INDEX(Seas_Ar,C2707)","v":"Sum"},{"$f":"INDEX(WDWE_Ar,D2707)","v":"WD"},2,1,14,"L",113.92500000000001,188.9749492133013,70.219711819567607,8.90064006625175,"R"]
[{"$f":"INDEX(Seas_Ar,C2712)","v":"Sum"},{"$f":"INDEX(WDWE_Ar,D2712)","v":"WD"},2,1,19,"L",74.114999999999995,118.6323966007583,614.40500742985705,10.231199780035,"R"]
[{"$f":"INDEX(Seas_Ar,C2727)","v":"Sum"},{"$f":"INDEX(WDWE_Ar,D2727)","v":"WD"},2,2,10,"L",95.97999999999999,140.84754415131107,82.936977715272803,1.34064006482124,"R"]
[{"$f":"INDEX(Seas_Ar,C2738)","v":"Sum"},{"$f":"INDEX(WDWE_Ar,D2738)","v":"WD"},2,2,21,"L",103.72,124.8310660255104,97.862040346584294,155.70576373480799,"R"]
[{"$f":"INDEX(Seas_Ar,C2744)","v":"Sum"},{"$f":"INDEX(WDWE_Ar,D2744)","v":"WD"},2,3,3,"L",62.594999999999999,80.537219622433966,50.958988979945097,142.662241064081,"R"]
[{"$f":"INDEX(Seas_Ar,C2753)","v":"Sum"},{"$f":"INDEX(WDWE_Ar,D2753)","v":"WD"},2,3,12,"L",99.754999999999995,103.40862043493637,62.097840647849999,62.989922705011303,"R"]
[{"$f":"INDEX(Seas_Ar,C2758)","v":"Sum"},{"$f":"INDEX(WDWE_Ar,D2758)","v":"WD"},2,3,17,"L",111.00999999999999,120.82857088332246,73.056868197684196,124.074718304185,"R"]
[{"$f":"INDEX(Seas_Ar,C2773)","v":"Sum"},{"$f":"INDEX(WDWE_Ar,D2773)","v":"WD"},2,4,8,"L",96.575000000000003,119.4315961177861,73.806118207340205,100.588322540693,"R"]
[{"$f":"INDEX(Seas_Ar,C2784)","v":"Sum"},{"$f":"INDEX(WDWE_Ar,D2784)","v":"WD"},2,4,19,"L",73.17,81.921199273872318,73.806118207340205,93.290404576635396,"R"]
[{"$f":"INDEX(Seas_Ar,C2789)","v":"Sum"},{"$f":"INDEX(WDWE_Ar,D2789)","v":"WD"},2,4,24,"L",64.465000000000003,102.86282564281986,51.708238989601099,93.290404576635396,"R"]
[{"$f":"INDEX(Seas_Ar,C2802)","v":"Sum"},{"$f":"INDEX(WDWE_Ar,D2802)","v":"WD"},2,5,13,"L",77.34,142.04959220537728,62.097840647849999,61.729922684745802,"R"]
[{"$f":"INDEX(Seas_Ar,C2814)","v":"Sum"},{"$f":"INDEX(WDWE_Ar,D2814)","v":"WE"},2,6,1,"L",69.069999999999993,71.375664183334976,48.161789706072703,155.82671881487801,"R"]
[{"$f":"INDEX(Seas_Ar,C2819)","v":"Sum"},{"$f":"INDEX(WDWE_Ar,D2819)","v":"WE"},2,6,6,"L",68.08,80.205844212934636,48.6213287973832,155.82671881487801,"R"]
[{"$f":"INDEX(Seas_Ar,C2830)","v":"Sum"},{"$f":"INDEX(WDWE_Ar,D2830)","v":"WE"},2,6,17,"L",94.32,78.743893876908203,52.807141290292698,90.185762680997797,"R"]
[{"$f":"INDEX(Seas_Ar,C2845)","v":"Sum"},{"$f":"INDEX(WDWE_Ar,D2845)","v":"WE"},2,7,8,"L",56.745000000000005,79.374156910661824,48.721231085200301,81.879844700727503,"R"]
[{"$f":"INDEX(Seas_Ar,C2850)","v":"Sum"},{"$f":"INDEX(WDWE_Ar,D2850)","v":"WE"},2,7,13,"L",65.605000000000004,118.63889415780733,48.721231085200301,53.010721006422003,"R"]
[{"$f":"INDEX(Seas_Ar,C2861)","v":"Sum"},{"$f":"INDEX(WDWE_Ar,D2861)","v":"WE"},2,7,24,"L",57.85,106.30003332174422,48.721231085200301,90.578882072086301,"R"]
[{"$f":"INDEX(Seas_Ar,C2868)","v":"Sum"},{"$f":"INDEX(WDWE_Ar,D2868)","v":"WD"},2,1,7,"L",74.61,63.200363940213116,67.262672696070695,18.0431999056816,"R"]
[{"$f":"INDEX(Seas_Ar,C2880)","v":"Sum"},{"$f":"INDEX(WDWE_Ar,D2880)","v":"WD"},2,1,19,"L",83.424999999999997,78.054652020872069,67.262672696070695,16.097760528077998,"R"]
[{"$f":"INDEX(Seas_Ar,C2891)","v":"Sum"},{"$f":"INDEX(WDWE_Ar,D2891)","v":"WD"},2,2,6,"L",55.03,81.837863638449392,47.0828716738271,31.590720661907199,"R"]
[{"$f":"INDEX(Seas_Ar,C2896)","v":"Sum"},{"$f":"INDEX(WDWE_Ar,D2896)","v":"WD"},2,2,11,"L",60.959999999999994,105.92992529216531,69.140789976439393,10.0800001621246,"R"]
[{"$f":"INDEX(Seas_Ar,C2907)","v":"Sum"},{"$f":"INDEX(WDWE_Ar,D2907)","v":"WD"},2,2,22,"L",64.174999999999997,103.25446913110463,73.056868197684196,41.6404820540142,"R"]
[{"$f":"INDEX(Seas_Ar,C2922)","v":"Sum"},{"$f":"INDEX(WDWE_Ar,D2922)","v":"WD"},2,3,13,"L",63.58,126.27116583872838,69.010922718601194,10.0800001621246,"R"]
[{"$f":"INDEX(Seas_Ar,C2926)","v":"Sum"},{"$f":"INDEX(WDWE_Ar,D2926)","v":"WD"},2,3,17,"L",74.965000000000003,120.91377541452209,72.497430629439293,93.340799963188104,"R"]
[{"$f":"INDEX(Seas_Ar,C2937)","v":"Sum"},{"$f":"INDEX(WDWE_Ar,D2937)","v":"WD"},2,4,4,"L",52.094999999999999,78.242516981333949,61.8580789679717,271.57537790311801,"R"]
[{"$f":"INDEX(Seas_Ar,C2952)","v":"Sum"},{"$f":"INDEX(WDWE_Ar,D2952)","v":"WD"},2,4,19,"L",63.11,95.70748020220465,72.777149413561801,279.15552695081698,"R"]
[{"$f":"INDEX(Seas_Ar,C2963)","v":"Sum"},{"$f":"INDEX(WDWE_Ar,D2963)","v":"WD"},2,5,6,"L",65.055000000000007,92.306476607635986,66.173758718719398,113.75280029149,"R"]
[{"$f":"INDEX(Seas_Ar,C2968)","v":"Sum"},{"$f":"INDEX(WDWE_Ar,D2968)","v":"WD"},2,5,11,"L",66.12,100.02837429282809,72.217711845316899,79.430404353713996,"R"]
[{"$f":"INDEX(Seas_Ar,C2983)","v":"Sum"},{"$f":"INDEX(WDWE_Ar,D2983)","v":"WE"},2,6,2,"L",41.81,81.177097225790334,49.340610026135401,74.602083353204705,"R"]
[{"$f":"INDEX(Seas_Ar,C2988)","v":"Sum"},{"$f":"INDEX(WDWE_Ar,D2988)","v":"WE"},2,6,7,"L",56.635000000000005,93.537316003765582,61.708231252570101,10.684800556373601,"R"]
[{"$f":"INDEX(Seas_Ar,C2998)","v":"Sum"},{"$f":"INDEX(WDWE_Ar,D2998)","v":"WE"},2,6,17,"L",72.14500000000001,100.41058231583673,72.497430629439293,51.9120008349418,"R"]
[{"$f":"INDEX(Seas_Ar,C3013)","v":"Sum"},{"$f":"INDEX(WDWE_Ar,D3013)","v":"WE"},2,7,8,"L",44.44,64.230382171711057,72.497430629439293,10.0800001621246,"R"]
[{"$f":"INDEX(Seas_Ar,C3014)","v":"Sum"},{"$f":"INDEX(WDWE_Ar,D3014)","v":"WE"},2,7,9,"L",70.289999999999992,87.065692020957798,72.777149413561801,10.0800001621246,"R"]
[{"$f":"INDEX(Seas_Ar,C3029)","v":"Sum"},{"$f":"INDEX(WDWE_Ar,D3029)","v":"WE"},2,7,24,"L",52.355000000000004,107.66605665091654,51.698250666260698,26.449920194702099,"R"]
[{"$f":"INDEX(Seas_Ar,C3040)","v":"Sum"},{"$f":"INDEX(WDWE_Ar,D3040)","v":"WD"},2,1,11,"L",61.26,76.867138396057314,73.216711858191502,10.0800001621246,"R"]
[{"$f":"INDEX(Seas_Ar,C3046)","v":"Sum"},{"$f":"INDEX(WDWE_Ar,D3046)","v":"WD"},2,1,17,"L",72.77,91.648289967024454,75.464461887159302,55.1376016558647,"R"]
[{"$f":"INDEX(Seas_Ar,C3059)","v":"Sum"},{"$f":"INDEX(WDWE_Ar,D3059)","v":"WD"},2,2,6,"L",44.92,76.081728774255055,69.010922718601194,113.258882436866,"R"]
[{"$f":"INDEX(Seas_Ar,C3070)","v":"Sum"},{"$f":"INDEX(WDWE_Ar,D3070)","v":"WD"},2,2,17,"L",90.765000000000001,110.58181207948715,73.056868197684196,82.353598248386305,"R"]
[{"$f":"INDEX(Seas_Ar,C3075)","v":"Sum"},{"$f":"INDEX(WDWE_Ar,D3075)","v":"WD"},2,2,22,"L",62.754999999999995,94.545292670393451,74.245680651969906,107.059680799074,"R"]
[{"$f":"INDEX(Seas_Ar,C3086)","v":"Sum"},{"$f":"INDEX(WDWE_Ar,D3086)","v":"WD"},2,3,9,"L",74.784999999999997,93.182998717790696,72.217711845316899,51.649922522621097,"R"]
[{"$f":"INDEX(Seas_Ar,C3101)","v":"Sum"},{"$f":"INDEX(WDWE_Ar,D3101)","v":"WD"},2,3,24,"L",56.204999999999998,75.332634527519943,69.5204072374963,101.747524097423,"R"]
[{"$f":"INDEX(Seas_Ar,C3106)","v":"Shl"},{"$f":"INDEX(WDWE_Ar,D3106)","v":"WD"},3,4,5,"L",49.695,76.97169235847737,54.345602224731401,108.54144205337499,"R"]
[{"$f":"INDEX(Seas_Ar,C3121)","v":"Shl"},{"$f":"INDEX(WDWE_Ar,D3121)","v":"WD"},3,4,20,"L",66.015000000000001,83.182184921089515,73.056868197684196,50.097601574802397,"R"]
[{"$f":"INDEX(Seas_Ar,C3131)","v":"Shl"},{"$f":"INDEX(WDWE_Ar,D3131)","v":"WD"},3,5,6,"L",54.375,84.494711699785881,71.078852440380999,73.039680251903505,"R"]
[{"$f":"INDEX(Seas_Ar,C3136)","v":"Shl"},{"$f":"INDEX(WDWE_Ar,D3136)","v":"WD"},3,5,11,"L",72.064999999999998,81.197388328914485,72.777149413561801,10.0800001621246,"R"]
[{"$f":"INDEX(Seas_Ar,C3147)","v":"Shl"},{"$f":"INDEX(WDWE_Ar,D3147)","v":"WD"},3,5,22,"L",66.83,80.102548918392159,86.453462028779995,143.861763544311,"R"]
[{"$f":"INDEX(Seas_Ar,C3152)","v":"Shl"},{"$f":"INDEX(WDWE_Ar,D3152)","v":"WE"},3,6,3,"L",53.875,35.655910392976246,21.0489299663972,142.73280844802801,"R"]
[{"$f":"INDEX(Seas_Ar,C3163)","v":"Shl"},{"$f":"INDEX(WDWE_Ar,D3163)","v":"WE"},3,6,14,"L",62.15,79.891264119870286,20.029949495959201,10.0800001621246,"R"]
[{"$f":"INDEX(Seas_Ar,C3179)","v":"Shl"},{"$f":"INDEX(WDWE_Ar,D3179)","v":"WE"},3,7,6,"L",49.575000000000003,50.151328085506009,58.321621818666401,108.76320328740999,"R"]
[{"$f":"INDEX(Seas_Ar,C3182)","v":"Shl"},{"$f":"INDEX(WDWE_Ar,D3182)","v":"WE"},3,7,9,"L",48.394999999999996,62.950064820208738,67.092844523105597,10.0800001621246,"R"]
[{"$f":"INDEX(Seas_Ar,C3193)","v":"Shl"},{"$f":"INDEX(WDWE_Ar,D3193)","v":"WE"},3,7,20,"L",53.44,91.620771722659399,72.217711845316899,74.763359356775197,"R"]
[{"$f":"INDEX(Seas_Ar,C3208)","v":"Sum"},{"$f":"INDEX(WDWE_Ar,D3208)","v":"WD"},2,1,11,"L",51.524999999999999,106.27493472714522,49.210738957414598,10.0800001621246,"R"]
[{"$f":"INDEX(Seas_Ar,C3213)","v":"Sum"},{"$f":"INDEX(WDWE_Ar,D3213)","v":"WD"},2,1,16,"L",52.67,97.583926617038244,53.196750685572603,10.0800001621246,"R"]
[{"$f":"INDEX(Seas_Ar,C3224)","v":"Sum"},{"$f":"INDEX(WDWE_Ar,D3224)","v":"WD"},2,2,3,"L",11.125,26.485042492577872,37.792172316269898,64.391042112312306,"R"]
[{"$f":"INDEX(Seas_Ar,C3237)","v":"Sum"},{"$f":"INDEX(WDWE_Ar,D3237)","v":"WD"},2,2,16,"L",90.09,70.204032178308623,70.289641515598305,34.392959476508999,"R"]
[{"$f":"INDEX(Seas_Ar,C3249)","v":"Sum"},{"$f":"INDEX(WDWE_Ar,D3249)","v":"WD"},2,3,4,"L",35.704999999999998,55.96365444530371,57.5823601323509,66.709441380558005,"R"]
[{"$f":"INDEX(Seas_Ar,C3254)","v":"Sum"},{"$f":"INDEX(WDWE_Ar,D3254)","v":"WD"},2,3,9,"L",69.569999999999993,106.20411910550733,73.056868197684196,59.814721115856102,"R"]
[{"$f":"INDEX(Seas_Ar,C3269)","v":"Sum"},{"$f":"INDEX(WDWE_Ar,D3269)","v":"WD"},2,3,24,"L",37.92,61.506586284416372,69.890039986095402,117.81503912635699,"R"]
[{"$f":"INDEX(Seas_Ar,C3270)","v":"Sum"},{"$f":"INDEX(WDWE_Ar,D3270)","v":"WD"},2,4,1,"L",27.32,53.066651741934713,58.181762426605196,114.176158452596,"R"]
[{"$f":"INDEX(Seas_Ar,C3285)","v":"Sum"},{"$f":"INDEX(WDWE_Ar,D3285)","v":"WD"},2,4,16,"L",58.225000000000001,74.285587098166275,72.497430629439293,66.4372847599697,"R"]
[{"$f":"INDEX(Seas_Ar,C3296)","v":"Sum"},{"$f":"INDEX(WDWE_Ar,D3296)","v":"WD"},2,5,3,"L",36.24,51.264072282060667,45.894059219541496,86.194083539648005,"R"]
[{"$f":"INDEX(Seas_Ar,C3303)","v":"Sum"},{"$f":"INDEX(WDWE_Ar,D3303)","v":"WD"},2,5,10,"L",81.435000000000002,100.18479126628509,69.340594552073497,22.780800750923099,"R"]
[{"$f":"INDEX(Seas_Ar,C3315)","v":"Sum"},{"$f":"INDEX(WDWE_Ar,D3315)","v":"WD"},2,5,22,"L",58.575000000000003,59.214735256862241,69.540391505942296,56.246400135612397,"R"]
[{"$f":"INDEX(Seas_Ar,C3326)","v":"Sum"},{"$f":"INDEX(WDWE_Ar,D3326)","v":"WE"},2,6,9,"L",61.05,59.111730716298005,45.844109981074297,10.0800001621246,"R"]
[{"$f":"INDEX(Seas_Ar,C3331)","v":"Sum"},{"$f":"INDEX(WDWE_Ar,D3331)","v":"WE"},2,6,14,"L",45.325000000000003,68.311323745440887,40.949012204518297,10.0800001621246,"R"]
[{"$f":"INDEX(Seas_Ar,C3346)","v":"Sum"},{"$f":"INDEX(WDWE_Ar,D3346)","v":"WE"},2,7,5,"L",12.48,21.888464869899067,55.953989044318099,13.013280055494301,"R"]
[{"$f":"INDEX(Seas_Ar,C3357)","v":"Sum"},{"$f":"INDEX(WDWE_Ar,D3357)","v":"WE"},2,7,16,"L",40.22,49.899262119584613,56.843102256917902,10.0800001621246,"R"]
[{"$f":"INDEX(Seas_Ar,C3361)","v":"Sum"},{"$f":"INDEX(WDWE_Ar,D3361)","v":"WE"},2,7,20,"L",46.81,66.656813312627918,70.019907243933602,10.0800001621246,"R"]
[{"$f":"INDEX(Seas_Ar,C3372)","v":"Sum"},{"$f":"INDEX(WDWE_Ar,D3372)","v":"WD"},2,1,7,"L",49.364999999999995,28.635262276856189,28.980990602145098,115.56720339684399,"R"]
[{"$f":"INDEX(Seas_Ar,C3387)","v":"Sum"},{"$f":"INDEX(WDWE_Ar,D3387)","v":"WD"},2,1,22,"L",59.114999999999995,78.367142018023912,44.065891177639898,88.8955238907146,"R"]
[{"$f":"INDEX(Seas_Ar,C3392)","v":"Sum"},{"$f":"INDEX(WDWE_Ar,D3392)","v":"WD"},2,2,3,"L",61.05,14.32406892221336,33.286680124111101,84.601441668329201,"R"]
[{"$f":"INDEX(Seas_Ar,C3403)","v":"Sum"},{"$f":"INDEX(WDWE_Ar,D3403)","v":"WD"},2,2,14,"L",109.13500000000001,107.52386478148654,53.436512365450803,10.0800001621246,"R"]
[{"$f":"INDEX(Seas_Ar,C3408)","v":"Sum"},{"$f":"INDEX(WDWE_Ar,D3408)","v":"WD"},2,2,19,"L",74.795000000000002,101.87149061802437,67.512422699289303,86.456158006753796,"R"]
[{"$f":"INDEX(Seas_Ar,C3423)","v":"Sum"},{"$f":"INDEX(WDWE_Ar,D3423)","v":"WD"},2,3,10,"L",63.480000000000004,79.905772342702122,57.342602263355197,10.0800001621246,"R"]
[{"$f":"INDEX(Seas_Ar,C3433)","v":"Sum"},{"$f":"INDEX(WDWE_Ar,D3433)","v":"WD"},2,3,20,"L",32.04,53.620301147467444,57.342602263355197,10.0800001621246,"R"]
[{"$f":"INDEX(Seas_Ar,C3438)","v":"Sum"},{"$f":"INDEX(WDWE_Ar,D3438)","v":"WD"},2,4,1,"L",0.03,35.176050602684853,37.5324301788282,10.0800001621246,"R"]
[{"$f":"INDEX(Seas_Ar,C3449)","v":"Sum"},{"$f":"INDEX(WDWE_Ar,D3449)","v":"WD"},2,4,12,"L",53.144999999999996,70.435792394578144,61.618321098976097,10.0800001621246,"R"]
[{"$f":"INDEX(Seas_Ar,C3464)","v":"Sum"},{"$f":"INDEX(WDWE_Ar,D3464)","v":"WD"},2,5,3,"L",5.5200000000000005,46.6610568755966,44.065891177639898,59.411519571285197,"R"]
[{"$f":"INDEX(Seas_Ar,C3469)","v":"Sum"},{"$f":"INDEX(WDWE_Ar,D3469)","v":"WD"},2,5,8,"L",61.84,87.573172830952061,72.497430629439293,14.8982399704551,"R"]
[{"$f":"INDEX(Seas_Ar,C3481)","v":"Sum"},{"$f":"INDEX(WDWE_Ar,D3481)","v":"WD"},2,5,20,"L",48.905000000000001,89.3757522908261,85.194719878463701,77.232964010753605,"R"]
[{"$f":"INDEX(Seas_Ar,C3494)","v":"Sum"},{"$f":"INDEX(WDWE_Ar,D3494)","v":"WE"},2,6,9,"L",34.46,78.605340018078707,56.982961648979199,2.69136012019157,"R"]
[{"$f":"INDEX(Seas_Ar,C3505)","v":"Sum"},{"$f":"INDEX(WDWE_Ar,D3505)","v":"WE"},2,6,20,"L",20.53,55.789834283101563,64.215719608097004,10.0800001621246,"R"]
[{"$f":"INDEX(Seas_Ar,C3510)","v":"Sum"},{"$f":"INDEX(WDWE_Ar,D3510)","v":"WE"},2,7,1,"L",12.305,37.989362116845406,44.435520115356397,64.290239803562102,"R"]
[{"$f":"INDEX(Seas_Ar,C3525)","v":"Sum"},{"$f":"INDEX(WDWE_Ar,D3525)","v":"WE"},2,7,16,"L",24.344999999999999,51.785532768667089,9.9900001287460292,10.0800001621246,"R"]
[{"$f":"INDEX(Seas_Ar,C3526)","v":"Sum"},{"$f":"INDEX(WDWE_Ar,D3526)","v":"WE"},2,7,17,"L",24.164999999999999,54.360646282772855,9.9900001287460292,40.793761886587099,"R"]
[{"$f":"INDEX(Seas_Ar,C3541)","v":"Sum"},{"$f":"INDEX(WDWE_Ar,D3541)","v":"WD"},2,1,8,"L",33.015000000000001,56.130534389681486,31.488480863113399,64.260001033544498,"R"]
[{"$f":"INDEX(Seas_Ar,C3552)","v":"Sum"},{"$f":"INDEX(WDWE_Ar,D3552)","v":"WD"},2,1,19,"L",33.924999999999997,57.67767315371632,35.024941823301297,76.799523696165096,"R"]
[{"$f":"INDEX(Seas_Ar,C3556)","v":"Sum"},{"$f":"INDEX(WDWE_Ar,D3556)","v":"WD"},2,1,23,"L",12.21,20.758861877874025,33.076891036019298,64.260001033544498,"R"]
[{"$f":"INDEX(Seas_Ar,C3571)","v":"Sum"},{"$f":"INDEX(WDWE_Ar,D3571)","v":"WD"},2,2,14,"L",31.85,54.14985674121931,32.667301183176001,10.0800001621246,"R"]
[{"$f":"INDEX(Seas_Ar,C3582)","v":"Sum"},{"$f":"INDEX(WDWE_Ar,D3582)","v":"WD"},2,3,1,"L",4.5549999999999997,7.7441945826139378,38.361602018737798,10.0800001621246,"R"]
[{"$f":"INDEX(Seas_Ar,C3587)","v":"Sum"},{"$f":"INDEX(WDWE_Ar,D3587)","v":"WD"},2,3,6,"L",0.41499999999999998,0.70556328249940381,38.361602018737798,10.0800001621246,"R"]
[{"$f":"INDEX(Seas_Ar,C3602)","v":"Sum"},{"$f":"INDEX(WDWE_Ar,D3602)","v":"WD"},2,3,21,"L",31.72,53.928836917785759,60.9689695662546,55.540799355220699,"R"]
[{"$f":"INDEX(Seas_Ar,C3605)","v":"Sum"},{"$f":"INDEX(WDWE_Ar,D3605)","v":"WD"},2,3,24,"L",0.61499999999999999,1.0455937800894779,43.586371628766003,10.0800001621246,"R"]
[{"$f":"INDEX(Seas_Ar,C3617)","v":"Sum"},{"$f":"INDEX(WDWE_Ar,D3617)","v":"WD"},2,4,12,"L",52.9,89.938066612574602,43.9759810240459,10.0800001621246,"R"]
[{"$f":"INDEX(Seas_Ar,C3628)","v":"Sum"},{"$f":"INDEX(WDWE_Ar,D3628)","v":"WD"},2,4,23,"L",8.504999999999999,14.4597969100179,39.820141122922898,73.090083328885996,"R"]
[{"$f":"INDEX(Seas_Ar,C3643)","v":"Sum"},{"$f":"INDEX(WDWE_Ar,D3643)","v":"WD"},2,5,14,"L",37.115000000000002,63.101159590278009,44.185770112137703,55.419840429935398,"R"]
[{"$f":"INDEX(Seas_Ar,C3648)","v":"Sum"},{"$f":"INDEX(WDWE_Ar,D3648)","v":"WD"},2,5,19,"L",8.9600000000000009,15.233366292035322,66.942992996821403,58.212000936269703,"R"]
[{"$f":"INDEX(Seas_Ar,C3659)","v":"Sum"},{"$f":"INDEX(WDWE_Ar,D3659)","v":"WE"},2,6,6,"L",0.61,1.0370930176497262,37.1827816986751,10.0800001621246,"R"]
[{"$f":"INDEX(Seas_Ar,C3672)","v":"Sum"},{"$f":"INDEX(WDWE_Ar,D3672)","v":"WE"},2,6,19,"L",4.2450000000000001,7.2171473113493239,44.445512249579401,10.0800001621246,"R"]
[{"$f":"INDEX(Seas_Ar,C3678)","v":"Sum"},{"$f":"INDEX(WDWE_Ar,D3678)","v":"WE"},2,7,1,"L",0.44,0.74806709469816313,9.8401505079031004,10.0800001621246,"R"]
[{"$f":"INDEX(Seas_Ar,C3689)","v":"Sum"},{"$f":"INDEX(WDWE_Ar,D3689)","v":"WE"},2,7,12,"L",0.37,0.62905642054163713,9.8401505079031004,10.0800001621246,"R"]
[{"$f":"INDEX(Seas_Ar,C3694)","v":"Sum"},{"$f":"INDEX(WDWE_Ar,D3694)","v":"WE"},2,7,17,"L",5.4899999999999993,9.3338371588475333,9.9900001287460292,10.0800001621246,"R"]
[{"$f":"INDEX(Seas_Ar,C3705)","v":"Shl"},{"$f":"INDEX(WDWE_Ar,D3705)","v":"WE"},3,6,4,"L",134.45000000000002,196.27745587973718,118.011868777041,152.903524920206,"R"]
[{"$f":"INDEX(Seas_Ar,C3720)","v":"Shl"},{"$f":"INDEX(WDWE_Ar,D3720)","v":"WE"},3,6,19,"L",287.08499999999998,228.6509488490041,257.75200307763498,277.905616774463,"R"]
[{"$f":"INDEX(Seas_Ar,C3725)","v":"Shl"},{"$f":"INDEX(WDWE_Ar,D3725)","v":"WE"},3,6,24,"L",117.44499999999999,208.78087136848234,239.71005004055399,277.905616774463,"R"]
[{"$f":"INDEX(Seas_Ar,C3738)","v":"Shl"},{"$f":"INDEX(WDWE_Ar,D3738)","v":"WE"},3,7,13,"L",185,298.31852368551995,121.67820461683201,172.94257016438399,"R"]
[{"$f":"INDEX(Seas_Ar,C3750)","v":"Shl"},{"$f":"INDEX(WDWE_Ar,D3750)","v":"WD"},3,1,1,"L",231.95499999999998,216.50591151121023,113.17671237317499,281.67552699134802,"R"]
[{"$f":"INDEX(Seas_Ar,C3755)","v":"Shl"},{"$f":"INDEX(WDWE_Ar,D3755)","v":"WD"},3,1,6,"L",135.875,206.15276492817284,113.17671237317499,281.67552699134802,"R"]
[{"$f":"INDEX(Seas_Ar,C3766)","v":"Shl"},{"$f":"INDEX(WDWE_Ar,D3766)","v":"WD"},3,1,17,"L",216.755,557.57951745942739,191.70809637322401,281.67552699134802,"R"]
[{"$f":"INDEX(Seas_Ar,C3781)","v":"Shl"},{"$f":"INDEX(WDWE_Ar,D3781)","v":"WD"},3,2,8,"L",329.67500000000001,230.90930005420506,266.10362855147798,279.15552695081698,"R"]
[{"$f":"INDEX(Seas_Ar,C3782)","v":"Shl"},{"$f":"INDEX(WDWE_Ar,D3782)","v":"WD"},3,2,9,"L",325.43,431.64088438147979,245.53422194483699,279.15552695081698,"R"]
[{"$f":"INDEX(Seas_Ar,C3796)","v":"Shl"},{"$f":"INDEX(WDWE_Ar,D3796)","v":"WD"},3,2,23,"L",237.345,260.74570325641997,224.28548740280601,279.15552695081698,"R"]
[{"$f":"INDEX(Seas_Ar,C3801)","v":"Shl"},{"$f":"INDEX(WDWE_Ar,D3801)","v":"WD"},3,3,4,"L",177.97,215.96550001374399,92.547360582962,279.15552695081698,"R"]
[{"$f":"INDEX(Seas_Ar,C3812)","v":"Shl"},{"$f":"INDEX(WDWE_Ar,D3812)","v":"WD"},3,3,15,"L",178.87,229.68057496522923,98.920977921266498,260.44704911085103,"R"]
[{"$f":"INDEX(Seas_Ar,C3827)","v":"Shl"},{"$f":"INDEX(WDWE_Ar,D3827)","v":"WD"},3,4,6,"L",263.375,216.90979799879025,100.429470074801,279.70991465504602,"R"]
[{"$f":"INDEX(Seas_Ar,C3838)","v":"Shl"},{"$f":"INDEX(WDWE_Ar,D3838)","v":"WD"},3,4,17,"L",284.255,234.49877010579664,118.151728169102,10.0800001621246,"R"]
[{"$f":"INDEX(Seas_Ar,C3843)","v":"Shl"},{"$f":"INDEX(WDWE_Ar,D3843)","v":"WD"},3,4,22,"L",288.33500000000004,220.41393991920293,118.151728169102,247.63536213721201,"R"]
[{"$f":"INDEX(Seas_Ar,C3854)","v":"Shl"},{"$f":"INDEX(WDWE_Ar,D3854)","v":"WD"},3,5,9,"L",348.79999999999995,208.24614841309472,119.020860924139,276.61537798417999,"R"]
[{"$f":"INDEX(Seas_Ar,C3868)","v":"Shl"},{"$f":"INDEX(WDWE_Ar,D3868)","v":"WD"},3,5,23,"L",290.745,225.05010171325537,119.020860924139,285.59663105831999,"R"]
[{"$f":"INDEX(Seas_Ar,C3873)","v":"Shl"},{"$f":"INDEX(WDWE_Ar,D3873)","v":"WD"},3,4,4,"L",238.845,158.2390971697171,106.25364197908399,48.585601550483702,"R"]
[{"$f":"INDEX(Seas_Ar,C3888)","v":"Shl"},{"$f":"INDEX(WDWE_Ar,D3888)","v":"WD"},3,4,19,"L",193.66000000000003,201.41774805781972,128.66120495096601,164.808002650737,"R"]
[{"$f":"INDEX(Seas_Ar,C3899)","v":"Shl"},{"$f":"INDEX(WDWE_Ar,D3899)","v":"WD"},3,5,6,"L",177.39,158.18952351772157,123.94593129248101,151.250405508852,"R"]
[{"$f":"INDEX(Seas_Ar,C3904)","v":"Shl"},{"$f":"INDEX(WDWE_Ar,D3904)","v":"WD"},3,5,11,"L",221.83500000000001,208.19074826170836,130.948923516826,64.4515196523475,"R"]
[{"$f":"INDEX(Seas_Ar,C3916)","v":"Shl"},{"$f":"INDEX(WDWE_Ar,D3916)","v":"WD"},3,5,23,"L",217.2,231.46557787360751,130.948923516826,279.15552695081698,"R"]
[{"$f":"INDEX(Seas_Ar,C3919)","v":"Shl"},{"$f":"INDEX(WDWE_Ar,D3919)","v":"WE"},3,6,2,"L",226.845,189.32797367741094,121.478400041198,279.15552695081698,"R"]
[{"$f":"INDEX(Seas_Ar,C3934)","v":"Shl"},{"$f":"INDEX(WDWE_Ar,D3934)","v":"WE"},3,6,17,"L",176.3,300.92446102583807,130.72914229451101,231.97104865284899,"R"]
[{"$f":"INDEX(Seas_Ar,C3945)","v":"Shl"},{"$f":"INDEX(WDWE_Ar,D3945)","v":"WE"},3,7,4,"L",121.58500000000001,175.21807297818452,114.405478120822,191.358719386367,"R"]
[{"$f":"INDEX(Seas_Ar,C3950)","v":"Shl"},{"$f":"INDEX(WDWE_Ar,D3950)","v":"WE"},3,7,9,"L",191.66500000000002,238.62897058696097,141.927939145989,279.15552695081698,"R"]
[{"$f":"INDEX(Seas_Ar,C3961)","v":"Shl"},{"$f":"INDEX(WDWE_Ar,D3961)","v":"WE"},3,7,20,"L",215.60499999999999,288.09108186549639,186.92289301870801,281.67552699134802,"R"]
[{"$f":"INDEX(Seas_Ar,C3976)","v":"Shl"},{"$f":"INDEX(WDWE_Ar,D3976)","v":"WD"},3,1,11,"L",153.655,274.56986828371691,153.90593954449599,170.76528643795899,"R"]
[{"$f":"INDEX(Seas_Ar,C3987)","v":"Shl"},{"$f":"INDEX(WDWE_Ar,D3987)","v":"WD"},3,1,22,"L",222.61,224.01093995478041,150.56928315994199,269.55937787069303,"R"]
[{"$f":"INDEX(Seas_Ar,C3991)","v":"Shl"},{"$f":"INDEX(WDWE_Ar,D3991)","v":"WD"},3,2,2,"L",223.76999999999998,219.85914660015513,67.792141483411797,134.769599091434,"R"]
[{"$f":"INDEX(Seas_Ar,C4006)","v":"Shl"},{"$f":"INDEX(WDWE_Ar,D4006)","v":"WD"},3,2,17,"L",198.05,260.96809751744456,99.020884019966104,265.45681042189602,"R"]
[{"$f":"INDEX(Seas_Ar,C4011)","v":"Shl"},{"$f":"INDEX(WDWE_Ar,D4011)","v":"WD"},3,2,22,"L",186.3,204.37357705805292,81.957961970844195,265.45681042189602,"R"]
[{"$f":"INDEX(Seas_Ar,C4022)","v":"Shl"},{"$f":"INDEX(WDWE_Ar,D4022)","v":"WD"},3,3,9,"L",209.2,197.85464182064132,98.491407610859795,112.140001803636,"R"]
[{"$f":"INDEX(Seas_Ar,C4037)","v":"Shl"},{"$f":"INDEX(WDWE_Ar,D4037)","v":"WD"},3,3,24,"L",157.57,172.11352302196474,101.828071617178,178.19424163556999,"R"]
[{"$f":"INDEX(Seas_Ar,C4040)","v":"Shl"},{"$f":"INDEX(WDWE_Ar,D4040)","v":"WD"},3,1,3,"L",90.7,153.0909988359339,9.9900001287460292,106.848001718521,"R"]
[{"$f":"INDEX(Seas_Ar,C4052)","v":"Shl"},{"$f":"INDEX(WDWE_Ar,D4052)","v":"WD"},3,1,15,"L",228.45,170.92614514776557,46.693262278547301,94.711680600471396,"R"]
[{"$f":"INDEX(Seas_Ar,C4057)","v":"Shl"},{"$f":"INDEX(WDWE_Ar,D4057)","v":"WD"},3,1,20,"L",201.685,203.82168214562978,70.739188472685697,279.70991465504602,"R"]
[{"$f":"INDEX(Seas_Ar,C4068)","v":"Shl"},{"$f":"INDEX(WDWE_Ar,D4068)","v":"WD"},3,2,7,"L",192.27500000000001,273.57412432419443,47.602352137827801,237.28319766407,"R"]
[{"$f":"INDEX(Seas_Ar,C4083)","v":"Shl"},{"$f":"INDEX(WDWE_Ar,D4083)","v":"WD"},3,2,22,"L",155.03,241.08611083076724,72.217711845316899,140.10192779047901,"R"]
[{"$f":"INDEX(Seas_Ar,C4088)","v":"Shl"},{"$f":"INDEX(WDWE_Ar,D4088)","v":"WD"},3,3,3,"L",98.39500000000001,145.72561079250613,47.7322193956661,105.36624046422,"R"]
[{"$f":"INDEX(Seas_Ar,C4098)","v":"Shl"},{"$f":"INDEX(WDWE_Ar,D4098)","v":"WD"},3,3,13,"L",236.12,163.53678513348854,47.7322193956661,10.0800001621246,"R"]
[{"$f":"INDEX(Seas_Ar,C4113)","v":"Shl"},{"$f":"INDEX(WDWE_Ar,D4113)","v":"WD"},3,4,4,"L",94.954999999999998,193.20209905941817,13.0569298634004,126.987845426235,"R"]
[{"$f":"INDEX(Seas_Ar,C4124)","v":"Shl"},{"$f":"INDEX(WDWE_Ar,D4124)","v":"WD"},3,4,15,"L",161.71,176.82924296938995,39.530430204577399,153.46800246834701,"R"]
[{"$f":"INDEX(Seas_Ar,C4129)","v":"Shl"},{"$f":"INDEX(WDWE_Ar,D4129)","v":"WD"},3,4,20,"L",119.075,170.21297901500077,54.115828868193603,281.67552699134802,"R"]
[{"$f":"INDEX(Seas_Ar,C4144)","v":"Shl"},{"$f":"INDEX(WDWE_Ar,D4144)","v":"WD"},3,5,11,"L",185.2,150.71178072914725,60.879059412660503,122.986084131403,"R"]
[{"$f":"INDEX(Seas_Ar,C4155)","v":"Shl"},{"$f":"INDEX(WDWE_Ar,D4155)","v":"WD"},3,5,22,"L",86,227.80563898029047,73.056868197684196,279.16561679472898,"R"]
[{"$f":"INDEX(Seas_Ar,C4160)","v":"Shl"},{"$f":"INDEX(WDWE_Ar,D4160)","v":"WE"},3,6,3,"L",78.639999999999986,163.47685520636543,40.229730975766103,230.761436328706,"R"]
[{"$f":"INDEX(Seas_Ar,C4173)","v":"Shl"},{"$f":"INDEX(WDWE_Ar,D4173)","v":"WE"},3,6,16,"L",86.314999999999998,192.32112913070873,40.229730975766103,10.0800001621246,"R"]
[{"$f":"INDEX(Seas_Ar,C4175)","v":"Shl"},{"$f":"INDEX(WDWE_Ar,D4175)","v":"WE"},3,6,18,"L",92.62,183.52341582903912,47.3326216770458,177.508809007358,"R"]
[{"$f":"INDEX(Seas_Ar,C4190)","v":"Shl"},{"$f":"INDEX(WDWE_Ar,D4190)","v":"WE"},3,7,9,"L",84.08,255.80490093219819,11.9180704584646,10.0800001621246,"R"]
[{"$f":"INDEX(Seas_Ar,C4201)","v":"Shl"},{"$f":"INDEX(WDWE_Ar,D4201)","v":"WE"},3,7,20,"L",117.54,319.58832236930311,53.386559316101,217.02240656671501,"R"]
[{"$f":"INDEX(Seas_Ar,C4206)","v":"Shl"},{"$f":"INDEX(WDWE_Ar,D4206)","v":"WD"},3,3,1,"L",70.02000000000001,77.416384222704664,83.886032300562803,136.82592773778899,"R"]
[{"$f":"INDEX(Seas_Ar,C4221)","v":"Shl"},{"$f":"INDEX(WDWE_Ar,D4221)","v":"WD"},3,3,16,"L",22.159999999999997,113.40510795311724,111.818071745924,133.31807660715,"R"]
[{"$f":"INDEX(Seas_Ar,C4231)","v":"Shl"},{"$f":"INDEX(WDWE_Ar,D4231)","v":"WD"},3,4,2,"L",1.0699999999999998,114.11282502574734,77.862063442411397,174.92831604593201,"R"]
[{"$f":"INDEX(Seas_Ar,C4236)","v":"Shl"},{"$f":"INDEX(WDWE_Ar,D4236)","v":"WD"},3,4,7,"L",22.335000000000001,168.73809833541944,109.780110805048,147.99456976312601,"R"]
[{"$f":"INDEX(Seas_Ar,C4247)","v":"Shl"},{"$f":"INDEX(WDWE_Ar,D4247)","v":"WD"},3,4,18,"L",140.35,198.39668602730714,111.818071745924,180.73440598306601,"R"]
[{"$f":"INDEX(Seas_Ar,C4262)","v":"Shl"},{"$f":"INDEX(WDWE_Ar,D4262)","v":"WD"},3,5,9,"L",102.68,261.80944632213641,111.138751432299,147.79295745519599,"R"]
[{"$f":"INDEX(Seas_Ar,C4267)","v":"Shl"},{"$f":"INDEX(WDWE_Ar,D4267)","v":"WD"},3,5,14,"L",104.13999999999999,212.28235710974423,109.780110805048,92.856964262046802,"R"]
[{"$f":"INDEX(Seas_Ar,C4278)","v":"Shl"},{"$f":"INDEX(WDWE_Ar,D4278)","v":"WE"},3,6,1,"L",54.195000000000007,150.7240776626401,77.352571301751098,147.81312176216099,"R"]
[{"$f":"INDEX(Seas_Ar,C4289)","v":"Shl"},{"$f":"INDEX(WDWE_Ar,D4289)","v":"WE"},3,6,12,"L",132.30000000000001,132.349645517688,110.459431118674,97.554240338573393,"R"]
[{"$f":"INDEX(Seas_Ar,C4297)","v":"Shl"},{"$f":"INDEX(WDWE_Ar,D4297)","v":"WE"},3,6,20,"L",160.08499999999998,140.62600350594568,111.818071745924,191.78207754747299,"R"]
[{"$f":"INDEX(Seas_Ar,C4308)","v":"Shl"},{"$f":"INDEX(WDWE_Ar,D4308)","v":"WE"},3,7,7,"L",126.97,157.43428398091075,63.196739137659002,122.592964740314,"R"]
[{"$f":"INDEX(Seas_Ar,C4313)","v":"Shl"},{"$f":"INDEX(WDWE_Ar,D4313)","v":"WE"},3,7,12,"L",213.76999999999998,144.97715291544932,74.355571263127302,83.452322265081406,"R"]
[{"$f":"INDEX(Seas_Ar,C4324)","v":"Shl"},{"$f":"INDEX(WDWE_Ar,D4324)","v":"WE"},3,7,23,"L",154.655,135.12153738548926,74.355571263127302,139.315689008302,"R"]
[{"$f":"INDEX(Seas_Ar,C4339)","v":"Shl"},{"$f":"INDEX(WDWE_Ar,D4339)","v":"WD"},3,1,14,"L",117.37,177.95152615132622,72.707219717531103,83.210404414510705,"R"]
[{"$f":"INDEX(Seas_Ar,C4347)","v":"Shl"},{"$f":"INDEX(WDWE_Ar,D4347)","v":"WD"},3,1,22,"L",228.20499999999998,196.56841692301271,108.161728040356,191.00592860920901,"R"]
[{"$f":"INDEX(Seas_Ar,C4354)","v":"Shl"},{"$f":"INDEX(WDWE_Ar,D4354)","v":"WD"},3,2,5,"L",121.11499999999999,91.859054853045038,75.284641579971293,149.86943502765601,"R"]
[{"$f":"INDEX(Seas_Ar,C4369)","v":"Shl"},{"$f":"INDEX(WDWE_Ar,D4369)","v":"WD"},3,2,20,"L",167.48000000000002,152.97828759768413,109.780110805048,86.960158014860099,"R"]
[{"$f":"INDEX(Seas_Ar,C4380)","v":"Shl"},{"$f":"INDEX(WDWE_Ar,D4380)","v":"WD"},3,1,7,"L",78.564999999999998,139.83931483940421,98.821079444332099,35.622720726757002,"R"]
[{"$f":"INDEX(Seas_Ar,C4385)","v":"Shl"},{"$f":"INDEX(WDWE_Ar,D4385)","v":"WD"},3,1,12,"L",176.95999999999998,167.17094206204419,98.821079444332099,30.280321409873899,"R"]
[{"$f":"INDEX(Seas_Ar,C4400)","v":"Shl"},{"$f":"INDEX(WDWE_Ar,D4400)","v":"WD"},3,2,3,"L",77.10499999999999,92.365524315346391,49.750199878978698,34.6449594805621,"R"]
[{"$f":"INDEX(Seas_Ar,C4411)","v":"Shl"},{"$f":"INDEX(WDWE_Ar,D4411)","v":"WD"},3,2,14,"L",126.83,95.440663750677359,83.296618329648894,10.0800001621246,"R"]
[{"$f":"INDEX(Seas_Ar,C4413)","v":"Shl"},{"$f":"INDEX(WDWE_Ar,D4413)","v":"WD"},3,2,16,"L",103.09,108.54181813809605,97.682220039396199,10.0800001621246,"R"]
[{"$f":"INDEX(Seas_Ar,C4430)","v":"Shl"},{"$f":"INDEX(WDWE_Ar,D4430)","v":"WD"},3,3,9,"L",170.26499999999999,123.68422887482926,109.14075140655,10.0800001621246,"R"]
[{"$f":"INDEX(Seas_Ar,C4431)","v":"Shl"},{"$f":"INDEX(WDWE_Ar,D4431)","v":"WD"},3,3,10,"L",102.14,68.846009599608109,109.14075140655,10.0800001621246,"R"]
[{"$f":"INDEX(Seas_Ar,C4446)","v":"Shl"},{"$f":"INDEX(WDWE_Ar,D4446)","v":"WD"},3,4,1,"L",106.19,28.333698521394354,70.189743038663806,11.2593602579975,"R"]
[{"$f":"INDEX(Seas_Ar,C4457)","v":"Shl"},{"$f":"INDEX(WDWE_Ar,D4457)","v":"WD"},3,4,12,"L",91.405000000000001,147.01817483153891,66.833102385664006,10.0800001621246,"R"]
[{"$f":"INDEX(Seas_Ar,C4462)","v":"Shl"},{"$f":"INDEX(WDWE_Ar,D4462)","v":"WD"},3,4,17,"L",117.075,377.60591480046895,78.970954066443397,35.471519186239199,"R"]
[{"$f":"INDEX(Seas_Ar,C4471)","v":"Shl"},{"$f":"INDEX(WDWE_Ar,D4471)","v":"WD"},3,5,2,"L",95.944999999999993,65.601207298879558,54.035910848822503,23.819039537153198,"R"]
[{"$f":"INDEX(Seas_Ar,C4487)","v":"Shl"},{"$f":"INDEX(WDWE_Ar,D4487)","v":"WD"},3,5,18,"L",96.63,151.94900185715588,102.727173153119,12.539519778709399,"R"]
[{"$f":"INDEX(Seas_Ar,C4492)","v":"Shl"},{"$f":"INDEX(WDWE_Ar,D4492)","v":"WD"},3,5,23,"L",86.215000000000003,98.102249951601749,79.020899494028001,12.539519778709399,"R"]
[{"$f":"INDEX(Seas_Ar,C4503)","v":"Shl"},{"$f":"INDEX(WDWE_Ar,D4503)","v":"WE"},3,6,10,"L",91.36,137.70792509284723,110.469423252897,10.0800001621246,"R"]
[{"$f":"INDEX(Seas_Ar,C4518)","v":"Shl"},{"$f":"INDEX(WDWE_Ar,D4518)","v":"WE"},3,7,1,"L",97.055000000000007,102.15295086296877,82.667251065373407,10.0800001621246,"R"]
[{"$f":"INDEX(Seas_Ar,C4523)","v":"Shl"},{"$f":"INDEX(WDWE_Ar,D4523)","v":"WE"},3,7,6,"L",78.784999999999997,170.30970507189926,82.667251065373407,10.0800001621246,"R"]
[{"$f":"INDEX(Seas_Ar,C4533)","v":"Shl"},{"$f":"INDEX(WDWE_Ar,D4533)","v":"WE"},3,7,16,"L",75.83,178.58076976003085,109.780110805048,10.0800001621246,"R"]
[{"$f":"INDEX(Seas_Ar,C4548)","v":"Shl"},{"$f":"INDEX(WDWE_Ar,D4548)","v":"WE"},3,6,7,"L",71.45,111.54437182306215,56.573371796135902,112.09968088013601,"R"]
[{"$f":"INDEX(Seas_Ar,C4553)","v":"Shl"},{"$f":"INDEX(WDWE_Ar,D4553)","v":"WE"},3,6,12,"L",65.015000000000001,118.14743504448555,61.388551553320802,88.966083584232294,"R"]
[{"$f":"INDEX(Seas_Ar,C4564)","v":"Shl"},{"$f":"INDEX(WDWE_Ar,D4564)","v":"WE"},3,6,23,"L",29.84,91.423533157190803,71.808118181590999,281.67552699134802,"R"]
[{"$f":"INDEX(Seas_Ar,C4569)","v":"Shl"},{"$f":"INDEX(WDWE_Ar,D4569)","v":"WE"},3,7,4,"L",34.295000000000002,84.495835559099561,56.9629811914157,239.420168157425,"R"]
[{"$f":"INDEX(Seas_Ar,C4580)","v":"Shl"},{"$f":"INDEX(WDWE_Ar,D4580)","v":"WE"},3,7,15,"L",77.615000000000009,102.79222902809778,86.313602636718699,114.15600183606099,"R"]
[{"$f":"INDEX(Seas_Ar,C4595)","v":"Shl"},{"$f":"INDEX(WDWE_Ar,D4595)","v":"WD"},3,1,6,"L",84.12,105.11661116503933,63.896039908847797,79.662240050802197,"R"]
[{"$f":"INDEX(Seas_Ar,C4604)","v":"Shl"},{"$f":"INDEX(WDWE_Ar,D4604)","v":"WD"},3,1,15,"L",86.63,109.155062810787,86.053860499277107,79.662240050802197,"R"]
[{"$f":"INDEX(Seas_Ar,C4610)","v":"Shl"},{"$f":"INDEX(WDWE_Ar,D4610)","v":"WD"},3,1,21,"L",91.669999999999987,152.89629872300873,86.473438675460699,79.662240050802197,"R"]
[{"$f":"INDEX(Seas_Ar,C4625)","v":"Shl"},{"$f":"INDEX(WDWE_Ar,D4625)","v":"WD"},3,2,12,"L",120.595,149.26688639186253,93.316594861064004,51.266881439800201,"R"]
[{"$f":"INDEX(Seas_Ar,C4630)","v":"Shl"},{"$f":"INDEX(WDWE_Ar,D4630)","v":"WD"},3,2,17,"L",115.655,152.86383528534196,109.780110805048,78.654240034589705,"R"]
[{"$f":"INDEX(Seas_Ar,C4641)","v":"Shl"},{"$f":"INDEX(WDWE_Ar,D4641)","v":"WD"},3,3,4,"L",23.47,88.034350264778766,72.727203985977198,74.844001203775406,"R"]
[{"$f":"INDEX(Seas_Ar,C4656)","v":"Shl"},{"$f":"INDEX(WDWE_Ar,D4656)","v":"WD"},3,3,19,"L",89.72999999999999,111.49243032279529,110.199688981232,279.70991465504602,"R"]
[{"$f":"INDEX(Seas_Ar,C4666)","v":"Shl"},{"$f":"INDEX(WDWE_Ar,D4666)","v":"WD"},3,4,5,"L",50.68,114.36869090007215,55.734211632885902,50.581441121158598,"R"]
[{"$f":"INDEX(Seas_Ar,C4671)","v":"Shl"},{"$f":"INDEX(WDWE_Ar,D4671)","v":"WD"},3,4,10,"L",134.48000000000002,144.77394661877997,63.666270363192503,53.131679931707303,"R"]
[{"$f":"INDEX(Seas_Ar,C4686)","v":"Shl"},{"$f":"INDEX(WDWE_Ar,D4686)","v":"WD"},3,5,1,"L",89.97999999999999,81.645545731956133,71.318610309376695,56.185922595577203,"R"]
[{"$f":"INDEX(Seas_Ar,C4687)","v":"Shl"},{"$f":"INDEX(WDWE_Ar,D4687)","v":"WD"},3,5,2,"L",72.990000000000009,83.846566805763928,71.318610309376695,56.185922595577203,"R"]
[{"$f":"INDEX(Seas_Ar,C4702)","v":"Shl"},{"$f":"INDEX(WDWE_Ar,D4702)","v":"WD"},3,5,17,"L",89.515000000000001,85.463246001569672,73.056868197684196,96.989762790431996,"R"]
[{"$f":"INDEX(Seas_Ar,C4713)","v":"Shl"},{"$f":"INDEX(WDWE_Ar,D4713)","v":"WD"},3,1,4,"L",17.37,78.834212030012836,45.264691955266002,65.328478589792198,"R"]
[{"$f":"INDEX(Seas_Ar,C4724)","v":"Shl"},{"$f":"INDEX(WDWE_Ar,D4724)","v":"WD"},3,1,15,"L",55.075000000000003,83.236254177628439,63.356578987283598,10.0800001621246,"R"]
[{"$f":"INDEX(Seas_Ar,C4732)","v":"Shl"},{"$f":"INDEX(WDWE_Ar,D4732)","v":"WD"},3,1,23,"L",55.44,70.231401048315661,72.047883672351801,94.056479051847404,"R"]
[{"$f":"INDEX(Seas_Ar,C4743)","v":"Shl"},{"$f":"INDEX(WDWE_Ar,D4743)","v":"WD"},3,2,10,"L",62.230000000000004,93.32589060446422,61.618321098976097,65.328478589792198,"R"]
[{"$f":"INDEX(Seas_Ar,C4748)","v":"Shl"},{"$f":"INDEX(WDWE_Ar,D4748)","v":"WD"},3,2,15,"L",56.68,107.56435436511471,68.751180581159502,66.054239831933899,"R"]
[{"$f":"INDEX(Seas_Ar,C4763)","v":"Shl"},{"$f":"INDEX(WDWE_Ar,D4763)","v":"WD"},3,3,6,"L",71.215000000000003,110.31725387925779,68.251680574722201,98.975524052839305,"R"]
[{"$f":"INDEX(Seas_Ar,C4774)","v":"Shl"},{"$f":"INDEX(WDWE_Ar,D4774)","v":"WD"},3,3,17,"L",70.305000000000007,125.38028895664453,73.056868197684196,279.70991465504602,"R"]
[{"$f":"INDEX(Seas_Ar,C4779)","v":"Shl"},{"$f":"INDEX(WDWE_Ar,D4779)","v":"WD"},3,3,22,"L",70.960000000000008,120.17315355489274,72.777149413561801,279.70991465504602,"R"]
[{"$f":"INDEX(Seas_Ar,C4790)","v":"Shl"},{"$f":"INDEX(WDWE_Ar,D4790)","v":"WD"},4,4,9,"L",76.56,117.55010779141678,79.820102553033806,85.176001369953099,"R"]
[{"$f":"INDEX(Seas_Ar,C4804)","v":"Shl"},{"$f":"INDEX(WDWE_Ar,D4804)","v":"WD"},4,4,23,"L",69.525000000000006,95.961921743006897,72.217711845316899,279.15552695081698,"R"]
[{"$f":"INDEX(Seas_Ar,C4809)","v":"Shl"},{"$f":"INDEX(WDWE_Ar,D4809)","v":"WD"},4,5,4,"L",74.56,91.339128219257177,68.931000888347597,109.700643610105,"R"]
[{"$f":"INDEX(Seas_Ar,C4820)","v":"Shl"},{"$f":"INDEX(WDWE_Ar,D4820)","v":"WD"},4,5,15,"L",79.710000000000008,84.430908683766006,93.975930906243306,65.328478589792198,"R"]
[{"$f":"INDEX(Seas_Ar,C4825)","v":"Shl"},{"$f":"INDEX(WDWE_Ar,D4825)","v":"WD"},4,5,20,"L",90.460000000000008,115.4919258433428,98.011891872868503,98.975524052839305,"R"]
[{"$f":"INDEX(Seas_Ar,C4836)","v":"Shl"},{"$f":"INDEX(WDWE_Ar,D4836)","v":"WE"},4,6,7,"L",80.685000000000002,84.690616185100268,61.388551553320802,10.0800001621246,"R"]
[{"$f":"INDEX(Seas_Ar,C4848)","v":"Shl"},{"$f":"INDEX(WDWE_Ar,D4848)","v":"WE"},4,6,19,"L",87.800000000000011,85.248987312968922,72.497430629439293,49.835519417266802,"R"]
[{"$f":"INDEX(Seas_Ar,C4855)","v":"Shl"},{"$f":"INDEX(WDWE_Ar,D4855)","v":"WE"},4,7,2,"L",70.375,106.55798779744447,69.830102424287801,65.328478589792198,"R"]
[{"$f":"INDEX(Seas_Ar,C4866)","v":"Shl"},{"$f":"INDEX(WDWE_Ar,D4866)","v":"WE"},4,7,13,"L",70.594999999999999,77.035737583273132,75.464461887159302,10.0800001621246,"R"]
[{"$f":"INDEX(Seas_Ar,C4881)","v":"Shl"},{"$f":"INDEX(WDWE_Ar,D4881)","v":"WD"},3,1,4,"L",0.42,81.343934881352013,62.3176218701648,26.863200047540602,"R"]
[{"$f":"INDEX(Seas_Ar,C4886)","v":"Shl"},{"$f":"INDEX(WDWE_Ar,D4886)","v":"WD"},3,1,9,"L",22.1,118.83901021864126,111.08879838294899,60.883202517318701,"R"]
[{"$f":"INDEX(Seas_Ar,C4897)","v":"Shl"},{"$f":"INDEX(WDWE_Ar,D4897)","v":"WD"},3,1,20,"L",15.395,108.59547031455024,111.818071745924,281.67552699134802,"R"]
[{"$f":"INDEX(Seas_Ar,C4906)","v":"Shl"},{"$f":"INDEX(WDWE_Ar,D4906)","v":"WD"},3,2,5,"L",0.23,81.746857782269373,70.879047864746994,85.095359522953004,"R"]
[{"$f":"INDEX(Seas_Ar,C4922)","v":"Shl"},{"$f":"INDEX(WDWE_Ar,D4922)","v":"WD"},3,2,21,"L",28.69,104.15556988713412,91.618290266117995,281.67552699134802,"R"]
[{"$f":"INDEX(Seas_Ar,C4927)","v":"Shl"},{"$f":"INDEX(WDWE_Ar,D4927)","v":"WD"},3,3,2,"L",0.42,75.346582471543826,68.161774232010799,271.57537790311801,"R"]
[{"$f":"INDEX(Seas_Ar,C4942)","v":"Shl"},{"$f":"INDEX(WDWE_Ar,D4942)","v":"WD"},3,3,17,"L",317.74,103.19475373879274,81.458461964406894,281.67552699134802,"R"]
[{"$f":"INDEX(Seas_Ar,C4943)","v":"Shl"},{"$f":"INDEX(WDWE_Ar,D4943)","v":"WD"},3,3,18,"L",1155.01,101.87750579348605,81.458461964406894,10080.000162124599,"R"]
[{"$f":"INDEX(Seas_Ar,C4958)","v":"Shl"},{"$f":"INDEX(WDWE_Ar,D4958)","v":"WD"},3,4,9,"L",25.484999999999999,118.93974094387059,72.777149413561801,78.382083414001499,"R"]
[{"$f":"INDEX(Seas_Ar,C4964)","v":"Shl"},{"$f":"INDEX(WDWE_Ar,D4964)","v":"WD"},3,4,15,"L",42.45,105.52705745371816,64.2656726574468,78.382083414001499,"R"]
[{"$f":"INDEX(Seas_Ar,C4973)","v":"Shl"},{"$f":"INDEX(WDWE_Ar,D4973)","v":"WD"},3,4,24,"L",4.9499999999999993,78.949643027823939,68.801133630509398,82.736643176422106,"R"]
[{"$f":"INDEX(Seas_Ar,C4988)","v":"Shl"},{"$f":"INDEX(WDWE_Ar,D4988)","v":"WD"},3,5,15,"L",46.96,91.215545953827018,69.110821195535607,50.248799270105302,"R"]
[{"$f":"INDEX(Seas_Ar,C4999)","v":"Shl"},{"$f":"INDEX(WDWE_Ar,D4999)","v":"WE"},3,6,2,"L",0.42,73.804627523802438,9.9900001287460292,40.118399876212997,"R"]
[{"$f":"INDEX(Seas_Ar,C5004)","v":"Shl"},{"$f":"INDEX(WDWE_Ar,D5004)","v":"WE"},3,6,7,"L",3.92,76.307398619885177,56.9330124105119,55.419840429935398,"R"]
[{"$f":"INDEX(Seas_Ar,C5019)","v":"Shl"},{"$f":"INDEX(WDWE_Ar,D5019)","v":"WE"},3,6,22,"L",0.61499999999999999,80.32113059440799,72.497430629439293,72.041762389173499,"R"]
[{"$f":"INDEX(Seas_Ar,C5030)","v":"Shl"},{"$f":"INDEX(WDWE_Ar,D5030)","v":"WE"},3,7,9,"L",0.43,58.501305806268597,55.9040398058509,46.730881366844102,"R"]
[{"$f":"INDEX(Seas_Ar,C5039)","v":"Shl"},{"$f":"INDEX(WDWE_Ar,D5039)","v":"WE"},3,7,18,"L",0.81,75.6875172338585,74.215711871066105,281.67552699134802,"R"]
[{"$f":"INDEX(Seas_Ar,C5045)","v":"Shl"},{"$f":"INDEX(WDWE_Ar,D5045)","v":"WE"},3,7,24,"L",0.42499999999999999,65.567953606972836,69.130797842216396,86.294882003183304,"R"]
[{"$f":"INDEX(Seas_Ar,C5060)","v":"Shl"},{"$f":"INDEX(WDWE_Ar,D5060)","v":"WD"},3,3,15,"L",77.300000000000011,109.16312526144509,200.48931502276901,81.285120692138605,"R"]
[{"$f":"INDEX(Seas_Ar,C5065)","v":"Shl"},{"$f":"INDEX(WDWE_Ar,D5065)","v":"WD"},3,3,20,"L",92.115000000000009,76.962524397662023,1933.33477442755,123.157442288455,"R"]
[{"$f":"INDEX(Seas_Ar,C5076)","v":"Shl"},{"$f":"INDEX(WDWE_Ar,D5076)","v":"WD"},3,4,7,"L",57.465000000000003,71.573698064028321,147.47237702261901,77.686560941877303,"R"]
[{"$f":"INDEX(Seas_Ar,C5081)","v":"Shl"},{"$f":"INDEX(WDWE_Ar,D5081)","v":"WD"},3,4,12,"L",77.414999999999992,81.99839836324486,148.55129886574699,26.843039585790599,"R"]
[{"$f":"INDEX(Seas_Ar,C5097)","v":"Shl"},{"$f":"INDEX(WDWE_Ar,D5097)","v":"WD"},3,5,4,"L",41.67,62.586018120447463,37.162801241111701,116.222404945468,"R"]
[{"$f":"INDEX(Seas_Ar,C5106)","v":"Shl"},{"$f":"INDEX(WDWE_Ar,D5106)","v":"WD"},3,5,13,"L",92.454999999999998,101.78263913666727,43.716238886604202,10.0800001621246,"R"]
[{"$f":"INDEX(Seas_Ar,C5111)","v":"Shl"},{"$f":"INDEX(WDWE_Ar,D5111)","v":"WD"},3,5,18,"L",87.550000000000011,83.895517341518243,46.733219382791503,151.09919627790401,"R"]
[{"$f":"INDEX(Seas_Ar,C5122)","v":"Shl"},{"$f":"INDEX(WDWE_Ar,D5122)","v":"WE"},3,6,5,"L",20.384999999999998,71.019058628519829,46.103852118515903,75.710881832952495,"R"]
[{"$f":"INDEX(Seas_Ar,C5137)","v":"Shl"},{"$f":"INDEX(WDWE_Ar,D5137)","v":"WE"},3,6,20,"L",70.150000000000006,67.111371696528153,110.81907173305,101.03184500876399,"R"]
[{"$f":"INDEX(Seas_Ar,C5142)","v":"Shl"},{"$f":"INDEX(WDWE_Ar,D5142)","v":"WE"},4,7,1,"L",47.36,74.246051707842,203.74604957706899,37.225440906343401,"R"]
[{"$f":"INDEX(Seas_Ar,C5150)","v":"Shl"},{"$f":"INDEX(WDWE_Ar,D5150)","v":"WE"},4,7,9,"L",45.125,92.757142867938086,1771.6665242971701,10.0800001621246,"R"]
[{"$f":"INDEX(Seas_Ar,C5167)","v":"Shl"},{"$f":"INDEX(WDWE_Ar,D5167)","v":"WD"},4,1,2,"L",47.375,96.400115523891614,71.878047877621597,68.614560795965104,"R"]
[{"$f":"INDEX(Seas_Ar,C5172)","v":"Shl"},{"$f":"INDEX(WDWE_Ar,D5172)","v":"WD"},4,1,7,"L",43.370000000000005,73.987640152661882,93.446462118902204,10.0800001621246,"R"]
[{"$f":"INDEX(Seas_Ar,C5183)","v":"Shl"},{"$f":"INDEX(WDWE_Ar,D5183)","v":"WD"},4,1,18,"L",57.03,87.733874344071339,104.235657684888,10.0800001621246,"R"]
[{"$f":"INDEX(Seas_Ar,C5198)","v":"Shl"},{"$f":"INDEX(WDWE_Ar,D5198)","v":"WD"},4,2,9,"L",83.5,79.036119559960838,203.74604957706899,10.0800001621246,"R"]
[{"$f":"INDEX(Seas_Ar,C5199)","v":"Shl"},{"$f":"INDEX(WDWE_Ar,D5199)","v":"WD"},4,2,10,"L",71.125,83.164401721984291,203.74604957706899,10.0800001621246,"R"]
[{"$f":"INDEX(Seas_Ar,C5214)","v":"Shl"},{"$f":"INDEX(WDWE_Ar,D5214)","v":"WD"},3,1,1,"L",25.975000000000001,53.742627569085705,72.927000939845996,66.044157678451398,"R"]
[{"$f":"INDEX(Seas_Ar,C5221)","v":"Shl"},{"$f":"INDEX(WDWE_Ar,D5221)","v":"WD"},3,1,8,"L",36.274999999999999,76.92444140508259,105.304595015559,281.67552699134802,"R"]
[{"$f":"INDEX(Seas_Ar,C5229)","v":"Shl"},{"$f":"INDEX(WDWE_Ar,D5229)","v":"WD"},3,1,16,"L",41.385000000000005,61.242900536547069,105.304595015559,77.353919090823993,"R"]
[{"$f":"INDEX(Seas_Ar,C5244)","v":"Shl"},{"$f":"INDEX(WDWE_Ar,D5244)","v":"WD"},3,2,7,"L",39.209999999999994,58.220402475032785,72.497430629439293,86.587202930736495,"R"]
[{"$f":"INDEX(Seas_Ar,C5255)","v":"Shl"},{"$f":"INDEX(WDWE_Ar,D5255)","v":"WD"},3,2,18,"L",33.775000000000006,60.272715973591865,84.375540172777093,285.59663105831999,"R"]
[{"$f":"INDEX(Seas_Ar,C5260)","v":"Shl"},{"$f":"INDEX(WDWE_Ar,D5260)","v":"WD"},3,2,23,"L",30.16,66.448313864710542,72.497430629439293,97.564322492055894,"R"]
[{"$f":"INDEX(Seas_Ar,C5275)","v":"Shl"},{"$f":"INDEX(WDWE_Ar,D5275)","v":"WD"},3,3,14,"L",34.965000000000003,63.882921991511701,77.142782213659302,55.470239661702998,"R"]
[{"$f":"INDEX(Seas_Ar,C5283)","v":"Shl"},{"$f":"INDEX(WDWE_Ar,D5283)","v":"WD"},3,3,22,"L",37.344999999999999,60.841766534555973,77.802118258838604,74.047680268115897,"R"]
[{"$f":"INDEX(Seas_Ar,C5290)","v":"Shl"},{"$f":"INDEX(WDWE_Ar,D5290)","v":"WD"},3,4,5,"L",33.489999999999995,51.466425325229274,51.318629594321202,47.880000770092003,"R"]
[{"$f":"INDEX(Seas_Ar,C5305)","v":"Shl"},{"$f":"INDEX(WDWE_Ar,D5305)","v":"WD"},3,4,20,"L",35.814999999999998,62.847436544511439,88.061852659249297,86.204158002700694,"R"]
[{"$f":"INDEX(Seas_Ar,C5316)","v":"Shl"},{"$f":"INDEX(WDWE_Ar,D5316)","v":"WD"},3,5,7,"L",39.295000000000002,39.068586054388284,73.056868197684196,42.033601445102697,"R"]
[{"$f":"INDEX(Seas_Ar,C5321)","v":"Shl"},{"$f":"INDEX(WDWE_Ar,D5321)","v":"WD"},3,5,12,"L",34.875,42.492218117893657,72.497430629439293,40.8542394266223,"R"]
[{"$f":"INDEX(Seas_Ar,C5332)","v":"Shl"},{"$f":"INDEX(WDWE_Ar,D5332)","v":"WD"},3,5,23,"L",28.64,60.254058578150421,72.777149413561801,76.366083381576502,"R"]
[{"$f":"INDEX(Seas_Ar,C5341)","v":"Shl"},{"$f":"INDEX(WDWE_Ar,D5341)","v":"WE"},3,6,8,"L",111.2,59.703665412627757,3.92607011728763,42.678720840244203,"R"]
[{"$f":"INDEX(Seas_Ar,C5351)","v":"Shl"},{"$f":"INDEX(WDWE_Ar,D5351)","v":"WE"},3,6,18,"L",191.80500000000001,68.509956060990348,9.9900001287460292,65.2478444332218,"R"]
[{"$f":"INDEX(Seas_Ar,C5362)","v":"Shl"},{"$f":"INDEX(WDWE_Ar,D5362)","v":"WE"},3,7,5,"L",16.97,56.718482141996368,9.9900001287460292,26.863200047540602,"R"]
[{"$f":"INDEX(Seas_Ar,C5367)","v":"Shl"},{"$f":"INDEX(WDWE_Ar,D5367)","v":"WE"},3,7,10,"L",27.25,122.9988794477339,9.9900001287460292,60.197762198676998,"R"]
[{"$f":"INDEX(Seas_Ar,C5378)","v":"Shl"},{"$f":"INDEX(WDWE_Ar,D5378)","v":"WE"},3,7,21,"L",46.51,136.15234323395345,59.6103289390039,93.582717813758705,"R"]
[{"$f":"INDEX(Seas_Ar,C5393)","v":"Shl"},{"$f":"INDEX(WDWE_Ar,D5393)","v":"WD"},3,3,12,"L",32.615000000000002,85.070380712153778,48.641309254946599,13.6886401432609,"R"]
[{"$f":"INDEX(Seas_Ar,C5399)","v":"Shl"},{"$f":"INDEX(WDWE_Ar,D5399)","v":"WD"},3,3,18,"L",41.814999999999998,84.857567952170541,61.618321098976097,279.15552695081698,"R"]
[{"$f":"INDEX(Seas_Ar,C5408)","v":"Shl"},{"$f":"INDEX(WDWE_Ar,D5408)","v":"WD"},3,4,3,"L",27.950000000000003,51.300035885100527,9.9900001287460292,107.866083888216,"R"]
[{"$f":"INDEX(Seas_Ar,C5423)","v":"Shl"},{"$f":"INDEX(WDWE_Ar,D5423)","v":"WD"},3,4,18,"L",40.900000000000006,81.799144572982968,59.550391377196298,107.866083888216,"R"]
[{"$f":"INDEX(Seas_Ar,C5428)","v":"Shl"},{"$f":"INDEX(WDWE_Ar,D5428)","v":"WD"},3,4,23,"L",35.715000000000003,53.604494057490363,52.007942042169503,107.866083888216,"R"]
[{"$f":"INDEX(Seas_Ar,C5439)","v":"Shl"},{"$f":"INDEX(WDWE_Ar,D5439)","v":"WD"},3,5,10,"L",33.245000000000005,54.771924055112656,9.9900001287460292,24.020640309438701,"R"]
[{"$f":"INDEX(Seas_Ar,C5454)","v":"Shl"},{"$f":"INDEX(WDWE_Ar,D5454)","v":"WE"},3,6,1,"L",29.725000000000001,67.935913351218218,1.50849000991344,16.823520808916101,"R"]
[{"$f":"INDEX(Seas_Ar,C5455)","v":"Shl"},{"$f":"INDEX(WDWE_Ar,D5455)","v":"WE"},3,6,2,"L",26.734999999999999,42.878730954335538,1.50849000991344,16.823520808916101,"R"]
[{"$f":"INDEX(Seas_Ar,C5465)","v":"Shl"},{"$f":"INDEX(WDWE_Ar,D5465)","v":"WE"},3,6,12,"L",31.085000000000001,59.009938161064426,72.777149413561801,10.0800001621246,"R"]
[{"$f":"INDEX(Seas_Ar,C5474)","v":"Shl"},{"$f":"INDEX(WDWE_Ar,D5474)","v":"WE"},3,6,21,"L",29.14,44.544750846775678,82.047868313555597,11.8540804213714,"R"]
[{"$f":"INDEX(Seas_Ar,C5485)","v":"Shl"},{"$f":"INDEX(WDWE_Ar,D5485)","v":"WE"},3,7,8,"L",16.065000000000001,39.69261991915802,81.858063493909796,10.0800001621246,"R"]
[{"$f":"INDEX(Seas_Ar,C5500)","v":"Shl"},{"$f":"INDEX(WDWE_Ar,D5500)","v":"WE"},3,7,23,"L",29.59,6.3600613412131271,72.497430629439293,10.0800001621246,"R"]
[{"$f":"INDEX(Seas_Ar,C5505)","v":"Shl"},{"$f":"INDEX(WDWE_Ar,D5505)","v":"WD"},3,1,4,"L",26.700000000000003,4.4994697825025938,35.844121528987898,10.0800001621246,"R"]
[{"$f":"INDEX(Seas_Ar,C5516)","v":"Shl"},{"$f":"INDEX(WDWE_Ar,D5516)","v":"WD"},3,1,15,"L",40.97,80.893170251911513,54.305641309604603,10.0800001621246,"R"]
[{"$f":"INDEX(Seas_Ar,C5532)","v":"Shl"},{"$f":"INDEX(WDWE_Ar,D5532)","v":"WD"},3,2,7,"L",29.824999999999999,4.2562551996646165E-2,9.9900001287460292,10.0800001621246,"R"]
[{"$f":"INDEX(Seas_Ar,C5541)","v":"Shl"},{"$f":"INDEX(WDWE_Ar,D5541)","v":"WD"},3,2,16,"L",32.83,39.808146846006061,10.139849749588899,10.0800001621246,"R"]
[{"$f":"INDEX(Seas_Ar,C5546)","v":"Shl"},{"$f":"INDEX(WDWE_Ar,D5546)","v":"WD"},3,2,21,"L",60.784999999999997,175.84414339185813,53.746199930477097,98.975524052839305,"R"]
[{"$f":"INDEX(Seas_Ar,C5561)","v":"Shl"},{"$f":"INDEX(WDWE_Ar,D5561)","v":"WD"},4,1,12,"L",5.3250000000000002,388.0223061511598,205.404393256888,228.01969043499901,"R"]
[{"$f":"INDEX(Seas_Ar,C5572)","v":"Shl"},{"$f":"INDEX(WDWE_Ar,D5572)","v":"WD"},4,1,23,"L",153.97000000000003,379.52424248510562,205.404393256888,296.42257215041099,"R"]
[{"$f":"INDEX(Seas_Ar,C5577)","v":"Shl"},{"$f":"INDEX(WDWE_Ar,D5577)","v":"WD"},4,2,4,"L",149.435,260.55135116034694,203.74604957706899,281.67552699134802,"R"]
[{"$f":"INDEX(Seas_Ar,C5585)","v":"Shl"},{"$f":"INDEX(WDWE_Ar,D5585)","v":"WD"},4,2,12,"L",148.85,440.57485924539759,241.20855005986601,279.15552695081698,"R"]
[{"$f":"INDEX(Seas_Ar,C5592)","v":"Shl"},{"$f":"INDEX(WDWE_Ar,D5592)","v":"WD"},4,2,19,"L",135.64500000000001,584.92208171407265,281.32837899182698,281.67552699134802,"R"]
[{"$f":"INDEX(Seas_Ar,C5607)","v":"Shl"},{"$f":"INDEX(WDWE_Ar,D5607)","v":"WD"},4,3,10,"L",267.875,584.34675441369097,221.29848712016999,205.027197145271,"R"]
[{"$f":"INDEX(Seas_Ar,C5618)","v":"Shl"},{"$f":"INDEX(WDWE_Ar,D5618)","v":"WD"},4,3,21,"L",314.22500000000002,605.68180846951111,228.141628062243,281.67552699134802,"R"]
[{"$f":"INDEX(Seas_Ar,C5623)","v":"Shl"},{"$f":"INDEX(WDWE_Ar,D5623)","v":"WD"},4,4,2,"L",370.16499999999996,255.70901304880127,143.25659574880501,220.298406619405,"R"]
[{"$f":"INDEX(Seas_Ar,C5638)","v":"Shl"},{"$f":"INDEX(WDWE_Ar,D5638)","v":"WD"},4,4,17,"L",216.94499999999999,233.06748658169778,217.71206548886701,281.67552699134802,"R"]
[{"$f":"INDEX(Seas_Ar,C5649)","v":"Shl"},{"$f":"INDEX(WDWE_Ar,D5649)","v":"WD"},4,5,4,"L",361.95500000000004,192.65673672259808,182.44737722921801,279.70991465504602,"R"]
[{"$f":"INDEX(Seas_Ar,C5656)","v":"Shl"},{"$f":"INDEX(WDWE_Ar,D5656)","v":"WD"},4,5,11,"L",695.68499999999995,269.74460198102901,185.3544556816,262.49328791329299,"R"]
[{"$f":"INDEX(Seas_Ar,C5664)","v":"Shl"},{"$f":"INDEX(WDWE_Ar,D5664)","v":"WD"},4,5,19,"L",164.505,372.08094553641774,309.220472765593,434.46815591367698,"R"]
[{"$f":"INDEX(Seas_Ar,C5679)","v":"Shl"},{"$f":"INDEX(WDWE_Ar,D5679)","v":"WE"},4,6,10,"L",155.60500000000002,329.94421377617306,206.24354960925501,221.59871987274099,"R"]
[{"$f":"INDEX(Seas_Ar,C5684)","v":"Shl"},{"$f":"INDEX(WDWE_Ar,D5684)","v":"WE"},4,6,15,"L",257.29999999999995,271.92005833559716,203.126674447016,221.59871987274099,"R"]
[{"$f":"INDEX(Seas_Ar,C5695)","v":"Shl"},{"$f":"INDEX(WDWE_Ar,D5695)","v":"WE"},4,7,2,"L",136.57999999999998,240.78046820243949,214.575206058182,306.93600493669499,"R"]
[{"$f":"INDEX(Seas_Ar,C5710)","v":"Shl"},{"$f":"INDEX(WDWE_Ar,D5710)","v":"WE"},4,7,17,"L",143.94999999999999,250.38124252755853,296.45325382053801,317.27809494678502,"R"]
[{"$f":"INDEX(Seas_Ar,C5718)","v":"Shl"},{"$f":"INDEX(WDWE_Ar,D5718)","v":"WD"},4,1,1,"L",187.095,204.39500542588794,195.58422130110699,218.55457089799799,"R"]
[{"$f":"INDEX(Seas_Ar,C5725)","v":"Shl"},{"$f":"INDEX(WDWE_Ar,D5725)","v":"WD"},4,1,8,"L",169.77499999999998,205.11745026986912,207.792002677917,226.63871995380299,"R"]
[{"$f":"INDEX(Seas_Ar,C5730)","v":"Shl"},{"$f":"INDEX(WDWE_Ar,D5730)","v":"WD"},4,1,13,"L",184.94,198.77472585223907,203.74604957706899,218.55457089799799,"R"]
[{"$f":"INDEX(Seas_Ar,C5741)","v":"Shl"},{"$f":"INDEX(WDWE_Ar,D5741)","v":"WD"},4,1,24,"L",180.82999999999998,195.25351830559066,195.58422130110699,245.407690714664,"R"]
[{"$f":"INDEX(Seas_Ar,C5756)","v":"Shl"},{"$f":"INDEX(WDWE_Ar,D5756)","v":"WD"},4,2,15,"L",237.33499999999998,234.99936180871271,188.97084609380701,225.68112301457401,"R"]
[{"$f":"INDEX(Seas_Ar,C5761)","v":"Shl"},{"$f":"INDEX(WDWE_Ar,D5761)","v":"WD"},4,2,20,"L",228.01999999999998,299.87718421505411,286.31340978727297,225.68112301457401,"R"]
[{"$f":"INDEX(Seas_Ar,C5776)","v":"Shl"},{"$f":"INDEX(WDWE_Ar,D5776)","v":"WD"},4,3,11,"L",173.69,228.80453948512607,170.27954914577001,222.727690349884,"R"]
[{"$f":"INDEX(Seas_Ar,C5786)","v":"Shl"},{"$f":"INDEX(WDWE_Ar,D5786)","v":"WD"},4,3,21,"L",196.61500000000001,226.88181226256199,175.194627379889,279.70991465504602,"R"]
[{"$f":"INDEX(Seas_Ar,C5797)","v":"Shl"},{"$f":"INDEX(WDWE_Ar,D5797)","v":"WD"},4,4,8,"L",212.95999999999998,203.21178867354081,144.95490796551701,279.16561679472898,"R"]
[{"$f":"INDEX(Seas_Ar,C5802)","v":"Shl"},{"$f":"INDEX(WDWE_Ar,D5802)","v":"WD"},4,4,13,"L",245.13499999999999,254.03322360368145,144.95490796551701,279.15552695081698,"R"]
[{"$f":"INDEX(Seas_Ar,C5817)","v":"Shl"},{"$f":"INDEX(WDWE_Ar,D5817)","v":"WD"},4,5,4,"L",186.125,199.50285923829887,106.912978024263,235.63007825271501,"R"]
[{"$f":"INDEX(Seas_Ar,C5828)","v":"Shl"},{"$f":"INDEX(WDWE_Ar,D5828)","v":"WD"},4,5,15,"L",166.80500000000001,209.37816828673448,124.50536886072599,206.10576454543099,"R"]
[{"$f":"INDEX(Seas_Ar,C5834)","v":"Shl"},{"$f":"INDEX(WDWE_Ar,D5834)","v":"WD"},4,5,21,"L",199.47499999999999,211.88112680131496,153.49634588077001,212.44607787982901,"R"]
[{"$f":"INDEX(Seas_Ar,C5847)","v":"Shl"},{"$f":"INDEX(WDWE_Ar,D5847)","v":"WE"},4,6,10,"L",171.39499999999998,244.90311356754131,89.710204204845397,10.0800001621246,"R"]
[{"$f":"INDEX(Seas_Ar,C5848)","v":"Shl"},{"$f":"INDEX(WDWE_Ar,D5848)","v":"WE"},4,6,11,"L",157.845,245.88154280505915,9.9900001287460292,10.0800001621246,"R"]
[{"$f":"INDEX(Seas_Ar,C5863)","v":"Shl"},{"$f":"INDEX(WDWE_Ar,D5863)","v":"WE"},4,7,2,"L",164.20999999999998,227.58150293822882,59.460481223602301,230.94288432967099,"R"]
[{"$f":"INDEX(Seas_Ar,C5874)","v":"Shl"},{"$f":"INDEX(WDWE_Ar,D5874)","v":"WE"},4,7,13,"L",159.17000000000002,214.03139570702271,76.473454034256903,129.11471838524801,"R"]
[{"$f":"INDEX(Seas_Ar,C5879)","v":"Shl"},{"$f":"INDEX(WDWE_Ar,D5879)","v":"WE"},4,7,18,"L",160.92500000000001,232.8035845663762,125.274603138828,281.67552699134802,"R"]
[{"$f":"INDEX(Seas_Ar,C5894)","v":"Shl"},{"$f":"INDEX(WDWE_Ar,D5894)","v":"WD"},4,3,9,"L",111.755,294.94463925387782,73.056868197684196,10.0800001621246,"R"]
[{"$f":"INDEX(Seas_Ar,C5900)","v":"Shl"},{"$f":"INDEX(WDWE_Ar,D5900)","v":"WD"},4,3,15,"L",106.495,168.86644881625784,71.328602443599706,10.0800001621246,"R"]
[{"$f":"INDEX(Seas_Ar,C5909)","v":"Shl"},{"$f":"INDEX(WDWE_Ar,D5909)","v":"WD"},4,3,24,"L",80.664999999999992,159.13761961213598,32.867101947927402,152.14752490804599,"R"]
[{"$f":"INDEX(Seas_Ar,C5920)","v":"Shl"},{"$f":"INDEX(WDWE_Ar,D5920)","v":"WD"},4,4,11,"L",128.32,200.0916528669394,72.497430629439293,10.0800001621246,"R"]
[{"$f":"INDEX(Seas_Ar,C5935)","v":"Shl"},{"$f":"INDEX(WDWE_Ar,D5935)","v":"WD"},4,5,2,"L",83.22,80.265939287255065,56.982961648979199,279.15552695081698,"R"]
[{"$f":"INDEX(Seas_Ar,C5940)","v":"Shl"},{"$f":"INDEX(WDWE_Ar,D5940)","v":"WD"},4,5,7,"L",112.77,162.46525100233563,73.056868197684196,276.64561675419799,"R"]
[{"$f":"INDEX(Seas_Ar,C5951)","v":"Shl"},{"$f":"INDEX(WDWE_Ar,D5951)","v":"WD"},4,5,18,"L",115.22,165.22278539458671,112.307579618139,281.67552699134802,"R"]
[{"$f":"INDEX(Seas_Ar,C5958)","v":"Shl"},{"$f":"INDEX(WDWE_Ar,D5958)","v":"WE"},4,6,1,"L",158.23500000000001,71.249731330568878,62.897039895973101,279.70991465504602,"R"]
[{"$f":"INDEX(Seas_Ar,C5970)","v":"Shl"},{"$f":"INDEX(WDWE_Ar,D5970)","v":"WE"},4,6,13,"L",163.71,217.25033316389064,91.548360570087397,90.155523910980193,"R"]
[{"$f":"INDEX(Seas_Ar,C5981)","v":"Shl"},{"$f":"INDEX(WDWE_Ar,D5981)","v":"WE"},4,6,24,"L",133.47,120.30905668664072,62.897039895973101,281.67552699134802,"R"]
[{"$f":"INDEX(Seas_Ar,C5986)","v":"Shl"},{"$f":"INDEX(WDWE_Ar,D5986)","v":"WE"},4,7,5,"L",51.284999999999997,19.29034733275882,61.898039883098498,138.34800222516,"R"]
[{"$f":"INDEX(Seas_Ar,C5997)","v":"Shl"},{"$f":"INDEX(WDWE_Ar,D5997)","v":"WE"},4,7,16,"L",86.14,111.33002896895117,110.459431118674,77.101919086770906,"R"]
[{"$f":"INDEX(Seas_Ar,C6012)","v":"Shl"},{"$f":"INDEX(WDWE_Ar,D6012)","v":"WD"},4,1,7,"L",89.07,139.03550372795044,60.299641386852201,130.14288270842499,"R"]
[{"$f":"INDEX(Seas_Ar,C6016)","v":"Shl"},{"$f":"INDEX(WDWE_Ar,D6016)","v":"WD"},4,1,11,"L",110.75,179.34507950681203,75.973954027819602,130.14288270842499,"R"]
[{"$f":"INDEX(Seas_Ar,C6027)","v":"Shl"},{"$f":"INDEX(WDWE_Ar,D6027)","v":"WD"},4,1,22,"L",102.05000000000001,186.29158749268501,110.459431118674,281.67552699134802,"R"]
[{"$f":"INDEX(Seas_Ar,C6042)","v":"Shl"},{"$f":"INDEX(WDWE_Ar,D6042)","v":"WD"},4,2,13,"L",82.055000000000007,181.29084534763641,89.880032377810494,72.344157779779295,"R"]
[{"$f":"INDEX(Seas_Ar,C6047)","v":"Shl"},{"$f":"INDEX(WDWE_Ar,D6047)","v":"WD"},4,2,18,"L",84.194999999999993,122.94885365540243,109.780110805048,281.67552699134802,"R"]
[{"$f":"INDEX(Seas_Ar,C6058)","v":"Shl"},{"$f":"INDEX(WDWE_Ar,D6058)","v":"WD"},4,3,5,"L",2.2049999999999996,65.776348920587495,109.1907044559,50.349601578855498,"R"]
[{"$f":"INDEX(Seas_Ar,C6073)","v":"Shl"},{"$f":"INDEX(WDWE_Ar,D6073)","v":"WD"},4,3,20,"L",131.28,158.42829597731838,192.027783694238,62.002079305334,"R"]
[{"$f":"INDEX(Seas_Ar,C6084)","v":"Shl"},{"$f":"INDEX(WDWE_Ar,D6084)","v":"WD"},4,4,7,"L",66.67,90.303422383861601,10.139849749588899,31.500000506639399,"R"]
[{"$f":"INDEX(Seas_Ar,C6091)","v":"Shl"},{"$f":"INDEX(WDWE_Ar,D6091)","v":"WD"},4,4,14,"L",114.71000000000001,151.76237068402395,74.165758821716196,22.377601128959601,"R"]
[{"$f":"INDEX(Seas_Ar,C6103)","v":"Shl"},{"$f":"INDEX(WDWE_Ar,D6103)","v":"WD"},4,5,2,"L",65.87,147.20658598026245,9.9900001287460292,60.560642819747898,"R"]
[{"$f":"INDEX(Seas_Ar,C6104)","v":"Shl"},{"$f":"INDEX(WDWE_Ar,D6104)","v":"WD"},4,5,3,"L",83.075000000000003,129.0364214059579,9.9900001287460292,60.560642819747898,"R"]
[{"$f":"INDEX(Seas_Ar,C6119)","v":"Shl"},{"$f":"INDEX(WDWE_Ar,D6119)","v":"WD"},4,5,18,"L",120.065,167.23084898051647,121.548329737229,281.67552699134802,"R"]
[{"$f":"INDEX(Seas_Ar,C6130)","v":"Shl"},{"$f":"INDEX(WDWE_Ar,D6130)","v":"WE"},4,6,5,"L",98.949999999999989,125.12515663121691,58.241699988412797,53.817120250348999,"R"]
[{"$f":"INDEX(Seas_Ar,C6135)","v":"Shl"},{"$f":"INDEX(WDWE_Ar,D6135)","v":"WE"},4,6,10,"L",144.38999999999999,134.80178460664831,126.942931331105,56.538721063165603,"R"]
[{"$f":"INDEX(Seas_Ar,C6149)","v":"Shl"},{"$f":"INDEX(WDWE_Ar,D6149)","v":"WE"},4,6,24,"L",106.62,131.84405616525277,83.776141689405407,53.817120250348999,"R"]
[{"$f":"INDEX(Seas_Ar,C6160)","v":"Shl"},{"$f":"INDEX(WDWE_Ar,D6160)","v":"WE"},4,7,11,"L",123.12,170.24155166265342,98.651251271367002,45.108000725507701,"R"]
[{"$f":"INDEX(Seas_Ar,C6165)","v":"Shl"},{"$f":"INDEX(WDWE_Ar,D6165)","v":"WE"},4,7,16,"L",102.14,155.29398673345145,127.40247042241501,45.108000725507701,"R"]
[{"$f":"INDEX(Seas_Ar,C6180)","v":"Shl"},{"$f":"INDEX(WDWE_Ar,D6180)","v":"WE"},4,6,7,"L",108.24000000000001,89.296911809774755,86.3735401985263,176.88383853832201,"R"]
[{"$f":"INDEX(Seas_Ar,C6191)","v":"Shl"},{"$f":"INDEX(WDWE_Ar,D6191)","v":"WE"},4,6,18,"L",93.19,92.731408417843014,130.869001686573,676.72078627486098,"R"]
[{"$f":"INDEX(Seas_Ar,C6196)","v":"Shl"},{"$f":"INDEX(WDWE_Ar,D6196)","v":"WE"},4,6,23,"L",93.634999999999991,96.669160312954688,55.864078890724102,281.67552699134802,"R"]
[{"$f":"INDEX(Seas_Ar,C6211)","v":"Shl"},{"$f":"INDEX(WDWE_Ar,D6211)","v":"WE"},4,7,14,"L",53.575000000000003,125.92859928246166,76.0438837238502,86.063038615665306,"R"]
[{"$f":"INDEX(Seas_Ar,C6221)","v":"Shl"},{"$f":"INDEX(WDWE_Ar,D6221)","v":"WE"},4,7,24,"L",79.515000000000001,125.88445408184381,52.7172311366987,271.57537790311801,"R"]
[{"$f":"INDEX(Seas_Ar,C6226)","v":"Shl"},{"$f":"INDEX(WDWE_Ar,D6226)","v":"WD"},4,1,5,"L",51.295000000000002,98.417310257421306,55.2846608649158,99.267844980392496,"R"]
[{"$f":"INDEX(Seas_Ar,C6237)","v":"Shl"},{"$f":"INDEX(WDWE_Ar,D6237)","v":"WD"},4,1,16,"L",85.265000000000001,126.08752200468591,78.8310946743822,87.393598329448594,"R"]
[{"$f":"INDEX(Seas_Ar,C6242)","v":"Shl"},{"$f":"INDEX(WDWE_Ar,D6242)","v":"WD"},4,1,21,"L",94.699999999999989,151.99192572723675,92.337571494870105,132.42095720795601,"R"]
[{"$f":"INDEX(Seas_Ar,C6253)","v":"Shl"},{"$f":"INDEX(WDWE_Ar,D6253)","v":"WD"},4,2,8,"L",94.38,142.72143359748952,73.056868197684196,105.64847923828999,"R"]
[{"$f":"INDEX(Seas_Ar,C6269)","v":"Shl"},{"$f":"INDEX(WDWE_Ar,D6269)","v":"WD"},4,2,24,"L",84.69,128.86866964361005,64.705227480311294,105.64847923828999,"R"]
[{"$f":"INDEX(Seas_Ar,C6272)","v":"Shl"},{"$f":"INDEX(WDWE_Ar,D6272)","v":"WD"},4,3,3,"L",85.974999999999994,100.17428924201151,66.493438417968704,127.66320359139399,"R"]
[{"$f":"INDEX(Seas_Ar,C6283)","v":"Shl"},{"$f":"INDEX(WDWE_Ar,D6283)","v":"WD"},4,3,14,"L",84.805000000000007,116.39323594900736,78.191727654118495,51.3172806715679,"R"]
[{"$f":"INDEX(Seas_Ar,C6298)","v":"Shl"},{"$f":"INDEX(WDWE_Ar,D6298)","v":"WD"},5,4,5,"L",78.94,97.587380485805852,52.1478014342308,133.832166459169,"R"]
[{"$f":"INDEX(Seas_Ar,C6303)","v":"Shl"},{"$f":"INDEX(WDWE_Ar,D6303)","v":"WD"},5,4,10,"L",99.484999999999999,115.46618673603265,87.632282348842594,99.2779194434451,"R"]
[{"$f":"INDEX(Seas_Ar,C6314)","v":"Shl"},{"$f":"INDEX(WDWE_Ar,D6314)","v":"WD"},5,4,21,"L",91.360000000000014,126.290589927528,102.707188884673,202.76928695270499,"R"]
[{"$f":"INDEX(Seas_Ar,C6329)","v":"Shl"},{"$f":"INDEX(WDWE_Ar,D6329)","v":"WD"},5,5,12,"L",82.68,110.87508587177689,77.922001004218998,96.909120943431802,"R"]
[{"$f":"INDEX(Seas_Ar,C6335)","v":"Shl"},{"$f":"INDEX(WDWE_Ar,D6335)","v":"WD"},5,5,18,"L",72.074999999999989,104.24447673897672,170.11970548526199,281.67552699134802,"R"]
[{"$f":"INDEX(Seas_Ar,C6344)","v":"Shl"},{"$f":"INDEX(WDWE_Ar,D6344)","v":"WE"},5,6,3,"L",65.930000000000007,108.13808343347054,49.6602897253847,142.430405366993,"R"]
[{"$f":"INDEX(Seas_Ar,C6359)","v":"Shl"},{"$f":"INDEX(WDWE_Ar,D6359)","v":"WE"},5,6,18,"L",69.995000000000005,103.14967576365419,75.244680664844495,281.67552699134802,"R"]
[{"$f":"INDEX(Seas_Ar,C6360)","v":"Shl"},{"$f":"INDEX(WDWE_Ar,D6360)","v":"WE"},5,6,19,"L",96.6,108.33232231618906,90.269641773090299,279.70991465504602,"R"]
[{"$f":"INDEX(Seas_Ar,C6375)","v":"Shl"},{"$f":"INDEX(WDWE_Ar,D6375)","v":"WE"},5,7,10,"L",70.134999999999991,70.791243710774566,78.4215010106563,88.693919273214306,"R"]
[{"$f":"INDEX(Seas_Ar,C6380)","v":"Shl"},{"$f":"INDEX(WDWE_Ar,D6380)","v":"WE"},5,7,15,"L",98.125,107.98798975136988,78.081844664726304,58.534560633840499,"R"]
[{"$f":"INDEX(Seas_Ar,C6393)","v":"Shl"},{"$f":"INDEX(WDWE_Ar,D6393)","v":"WD"},4,1,4,"L",55.155000000000001,59.074716757041024,11.1788097248697,194.16095820096899,"R"]
[{"$f":"INDEX(Seas_Ar,C6405)","v":"Shl"},{"$f":"INDEX(WDWE_Ar,D6405)","v":"WD"},4,1,16,"L",78.789999999999992,111.74721518112263,11.7082804176521,184.82688358795099,"R"]
[{"$f":"INDEX(Seas_Ar,C6416)","v":"Shl"},{"$f":"INDEX(WDWE_Ar,D6416)","v":"WD"},4,2,3,"L",64.87,80.601111049540165,11.1788097248697,106.303680786914,"R"]
[{"$f":"INDEX(Seas_Ar,C6421)","v":"Shl"},{"$f":"INDEX(WDWE_Ar,D6421)","v":"WD"},4,2,8,"L",75.56,123.69321724968455,91.638274534564005,101.45520316987,"R"]
[{"$f":"INDEX(Seas_Ar,C6436)","v":"Shl"},{"$f":"INDEX(WDWE_Ar,D6436)","v":"WD"},4,2,23,"L",73.67,117.82178672119774,92.107798138332299,77.273284934253695,"R"]
[{"$f":"INDEX(Seas_Ar,C6447)","v":"Shl"},{"$f":"INDEX(WDWE_Ar,D6447)","v":"WD"},4,3,10,"L",67.495000000000005,124.83998102477963,106.25364197908399,10.0800001621246,"R"]
[{"$f":"INDEX(Seas_Ar,C6451)","v":"Shl"},{"$f":"INDEX(WDWE_Ar,D6451)","v":"WD"},4,3,14,"L",79.06,111.14434508221551,93.316594861064004,10.0800001621246,"R"]
[{"$f":"INDEX(Seas_Ar,C6462)","v":"Shl"},{"$f":"INDEX(WDWE_Ar,D6462)","v":"WD"},4,4,1,"L",80.13,100.42374201904089,55.024922538356797,10.0800001621246,"R"]
[{"$f":"INDEX(Seas_Ar,C6477)","v":"Shl"},{"$f":"INDEX(WDWE_Ar,D6477)","v":"WD"},4,4,16,"L",96.004999999999995,113.47719024755179,95.874032455058099,10.0800001621246,"R"]
[{"$f":"INDEX(Seas_Ar,C6482)","v":"Shl"},{"$f":"INDEX(WDWE_Ar,D6482)","v":"WD"},4,4,21,"L",73.775000000000006,119.73524399164211,110.459431118674,105.19488230716701,"R"]
[{"$f":"INDEX(Seas_Ar,C6493)","v":"Shl"},{"$f":"INDEX(WDWE_Ar,D6493)","v":"WD"},4,5,8,"L",81.245000000000005,113.70654300257078,112.517368706231,11.8540804213714,"R"]
[{"$f":"INDEX(Seas_Ar,C6498)","v":"Shl"},{"$f":"INDEX(WDWE_Ar,D6498)","v":"WD"},4,5,13,"L",91.995000000000005,103.97543325390681,95.634274586062404,10.0800001621246,"R"]
[{"$f":"INDEX(Seas_Ar,C6513)","v":"Shl"},{"$f":"INDEX(WDWE_Ar,D6513)","v":"WE"},4,6,4,"L",63.69,85.686189275104638,58.181762426605196,173.07359970750801,"R"]
[{"$f":"INDEX(Seas_Ar,C6526)","v":"Shl"},{"$f":"INDEX(WDWE_Ar,D6526)","v":"WE"},4,6,17,"L",68.48,92.756807065548045,99.050852800869905,243.62352637932699,"R"]
[{"$f":"INDEX(Seas_Ar,C6528)","v":"Shl"},{"$f":"INDEX(WDWE_Ar,D6528)","v":"WE"},4,6,19,"L",78.59,126.60272077049721,114.595290562233,280.64737804903001,"R"]
[{"$f":"INDEX(Seas_Ar,C6539)","v":"Shl"},{"$f":"INDEX(WDWE_Ar,D6539)","v":"WE"},4,7,6,"L",48.825000000000003,72.744140956174405,11.7082804176521,212.77871973088199,"R"]
[{"$f":"INDEX(Seas_Ar,C6554)","v":"Shl"},{"$f":"INDEX(WDWE_Ar,D6554)","v":"WE"},4,7,21,"L",61.269999999999996,142.50669609710161,94.825079392833601,234.09792930229099,"R"]
[{"$f":"INDEX(Seas_Ar,C6559)","v":"Shl"},{"$f":"INDEX(WDWE_Ar,D6559)","v":"WD"},4,1,2,"L",48.34,83.781727863157641,28.871099990987702,128.36880052657099,"R"]
[{"$f":"INDEX(Seas_Ar,C6570)","v":"Shl"},{"$f":"INDEX(WDWE_Ar,D6570)","v":"WD"},4,1,13,"L",64.655000000000001,103.02188520420259,72.217711845316899,110.83968085987,"R"]
[{"$f":"INDEX(Seas_Ar,C6584)","v":"Shl"},{"$f":"INDEX(WDWE_Ar,D6584)","v":"WD"},4,2,3,"L",60.519999999999996,36.254073805763106,9.9900001287460292,114.226561529579,"R"]
[{"$f":"INDEX(Seas_Ar,C6589)","v":"Shl"},{"$f":"INDEX(WDWE_Ar,D6589)","v":"WD"},4,2,8,"L",63.844999999999999,94.777028005248241,104.355540430269,114.226561529579,"R"]
[{"$f":"INDEX(Seas_Ar,C6600)","v":"Shl"},{"$f":"INDEX(WDWE_Ar,D6600)","v":"WD"},4,2,19,"L",69.099999999999994,101.92817965740252,126.633243766078,226.11457101959201,"R"]
[{"$f":"INDEX(Seas_Ar,C6615)","v":"Shl"},{"$f":"INDEX(WDWE_Ar,D6615)","v":"WD"},4,3,10,"L",68.484999999999999,130.31275083056872,96.743157588329197,10.0800001621246,"R"]
[{"$f":"INDEX(Seas_Ar,C6616)","v":"Shl"},{"$f":"INDEX(WDWE_Ar,D6616)","v":"WD"},4,3,11,"L",70.025000000000006,130.35805224374977,82.227688620743706,10.0800001621246,"R"]
[{"$f":"INDEX(Seas_Ar,C6631)","v":"Shl"},{"$f":"INDEX(WDWE_Ar,D6631)","v":"WD"},4,4,2,"L",67.865000000000009,109.38349794091538,9.9900001287460292,10.0800001621246,"R"]
[{"$f":"INDEX(Seas_Ar,C6642)","v":"Shl"},{"$f":"INDEX(WDWE_Ar,D6642)","v":"WD"},4,4,13,"L",81.94,112.1080543622339,20.4795002639293,10.0800001621246,"R"]
[{"$f":"INDEX(Seas_Ar,C6646)","v":"Shl"},{"$f":"INDEX(WDWE_Ar,D6646)","v":"WD"},4,4,17,"L",71.430000000000007,99.041832474723066,106.25364197908399,177.297122236375,"R"]
[{"$f":"INDEX(Seas_Ar,C6661)","v":"Shl"},{"$f":"INDEX(WDWE_Ar,D6661)","v":"WD"},4,5,8,"L",68.400000000000006,87.832968527635998,73.056868197684196,97.403038798055604,"R"]
[{"$f":"INDEX(Seas_Ar,C6672)","v":"Shl"},{"$f":"INDEX(WDWE_Ar,D6672)","v":"WD"},4,5,19,"L",67.89500000000001,99.734296933347963,98.811094931874294,210.43007784740399,"R"]
[{"$f":"INDEX(Seas_Ar,C6677)","v":"Shl"},{"$f":"INDEX(WDWE_Ar,D6677)","v":"WD"},4,5,24,"L",64.574999999999989,96.511424967037698,9.9900001287460292,148.07519622926699,"R"]
[{"$f":"INDEX(Seas_Ar,C6692)","v":"Shl"},{"$f":"INDEX(WDWE_Ar,D6692)","v":"WE"},4,6,15,"L",65.739999999999995,110.38012903089889,72.497430629439293,10.0800001621246,"R"]
[{"$f":"INDEX(Seas_Ar,C6695)","v":"Shl"},{"$f":"INDEX(WDWE_Ar,D6695)","v":"WE"},4,6,18,"L",63.215000000000003,113.0723272999452,150.71912706446099,111.222718097476,"R"]
[{"$f":"INDEX(Seas_Ar,C6707)","v":"Shl"},{"$f":"INDEX(WDWE_Ar,D6707)","v":"WE"},4,7,6,"L",66.400000000000006,71.38208391245395,14.4055802618694,106.00128539630801,"R"]
[{"$f":"INDEX(Seas_Ar,C6722)","v":"Shl"},{"$f":"INDEX(WDWE_Ar,D6722)","v":"WE"},4,7,21,"L",83.155000000000001,110.89785946725395,99.280618535642503,144.38592785938201,"R"]
[{"$f":"INDEX(Seas_Ar,C6733)","v":"Shl"},{"$f":"INDEX(WDWE_Ar,D6733)","v":"WD"},4,1,8,"L",37.01,89.872673841446229,24.6553206226158,56.296799367380103,"R"]
[{"$f":"INDEX(Seas_Ar,C6738)","v":"Shl"},{"$f":"INDEX(WDWE_Ar,D6738)","v":"WD"},4,1,13,"L",53.74,78.93944011275876,16.413570516400299,56.296799367380103,"R"]
[{"$f":"INDEX(Seas_Ar,C6749)","v":"Shl"},{"$f":"INDEX(WDWE_Ar,D6749)","v":"WD"},4,1,24,"L",26.064999999999998,69.470811926224826,24.8651097107076,86.798882011289606,"R"]
[{"$f":"INDEX(Seas_Ar,C6754)","v":"Shl"},{"$f":"INDEX(WDWE_Ar,D6754)","v":"WD"},4,2,5,"L",1.2899999999999998,47.641659259732805,21.1588205775547,67.697284780235293,"R"]
[{"$f":"INDEX(Seas_Ar,C6766)","v":"Shl"},{"$f":"INDEX(WDWE_Ar,D6766)","v":"WD"},4,2,17,"L",76.72999999999999,132.2063040980876,30.379590239081299,121.77647949769,"R"]
[{"$f":"INDEX(Seas_Ar,C6779)","v":"Shl"},{"$f":"INDEX(WDWE_Ar,D6779)","v":"WD"},4,3,6,"L",43.989999999999995,63.108640080691686,15.4245597795867,55.893601668023997,"R"]
[{"$f":"INDEX(Seas_Ar,C6784)","v":"Shl"},{"$f":"INDEX(WDWE_Ar,D6784)","v":"WD"},4,3,11,"L",93.89,121.82346353492279,23.366609691395698,19.051199921894,"R"]
[{"$f":"INDEX(Seas_Ar,C6795)","v":"Shl"},{"$f":"INDEX(WDWE_Ar,D6795)","v":"WD"},4,3,22,"L",75.430000000000007,71.998889008540786,26.992980805177599,88.956001430749893,"R"]
[{"$f":"INDEX(Seas_Ar,C6810)","v":"Shl"},{"$f":"INDEX(WDWE_Ar,D6810)","v":"WD"},4,4,13,"L",84.194999999999993,102.71829060288191,9.9900001287460292,10.442879821891699,"R"]
[{"$f":"INDEX(Seas_Ar,C6815)","v":"Shl"},{"$f":"INDEX(WDWE_Ar,D6815)","v":"WD"},4,4,18,"L",70.92,59.91822546020439,9.9900001287460292,195.56207760826999,"R"]
[{"$f":"INDEX(Seas_Ar,C6828)","v":"Shl"},{"$f":"INDEX(WDWE_Ar,D6828)","v":"WD"},4,5,7,"L",72.484999999999999,29.36674042483628,17.322660375680901,91.264322390727997,"R"]
[{"$f":"INDEX(Seas_Ar,C6840)","v":"Shl"},{"$f":"INDEX(WDWE_Ar,D6840)","v":"WD"},4,5,19,"L",74.754999999999995,66.252411212575367,26.253721024303399,179.76671919992401,"R"]
[{"$f":"INDEX(Seas_Ar,C6845)","v":"Shl"},{"$f":"INDEX(WDWE_Ar,D6845)","v":"WD"},4,5,24,"L",112.86500000000001,67.763660243332509,9.9900001287460292,109.36800175905201,"R"]
[{"$f":"INDEX(Seas_Ar,C6856)","v":"Shl"},{"$f":"INDEX(WDWE_Ar,D6856)","v":"WE"},4,6,11,"L",58.78,65.77664762881848,17.882099849367101,90.205919297533001,"R"]
[{"$f":"INDEX(Seas_Ar,C6871)","v":"Shl"},{"$f":"INDEX(WDWE_Ar,D6871)","v":"WE"},5,7,2,"L",76.180000000000007,63.080653987529516,10.6593302135896,90.800643306121799,"R"]
[{"$f":"INDEX(Seas_Ar,C6872)","v":"Shl"},{"$f":"INDEX(WDWE_Ar,D6872)","v":"WE"},5,7,3,"L",76.394999999999996,60.851095232276698,10.6593302135896,90.800643306121799,"R"]
[{"$f":"INDEX(Seas_Ar,C6886)","v":"Shl"},{"$f":"INDEX(WDWE_Ar,D6886)","v":"WE"},5,7,17,"L",42.5,137.18782868095371,19.460519793491301,83.291038571081103,"R"]
[{"$f":"INDEX(Seas_Ar,C6891)","v":"Shl"},{"$f":"INDEX(WDWE_Ar,D6891)","v":"WE"},5,7,22,"L",49.085000000000001,107.5225699290543,28.071900742864599,83.291038571081103,"R"]
[{"$f":"INDEX(Seas_Ar,C6902)","v":"Shl"},{"$f":"INDEX(WDWE_Ar,D6902)","v":"WD"},4,5,9,"L",64.435000000000002,68.733844806287706,84.495422918157601,148.639689158268,"R"]
[{"$f":"INDEX(Seas_Ar,C6917)","v":"Shl"},{"$f":"INDEX(WDWE_Ar,D6917)","v":"WD"},4,5,24,"L",52.045000000000002,60.543248207492837,53.216731143136002,148.639689158268,"R"]
[{"$f":"INDEX(Seas_Ar,C6922)","v":"Shl"},{"$f":"INDEX(WDWE_Ar,D6922)","v":"WE"},4,6,5,"L",47.85,48.565200334084395,47.592360003604803,37.416959525146403,"R"]
[{"$f":"INDEX(Seas_Ar,C6933)","v":"Shl"},{"$f":"INDEX(WDWE_Ar,D6933)","v":"WE"},4,6,16,"L",41.254999999999995,53.798599755410045,72.217711845316899,65.792157674398297,"R"]
[{"$f":"INDEX(Seas_Ar,C6948)","v":"Shl"},{"$f":"INDEX(WDWE_Ar,D6948)","v":"WE"},4,7,7,"L",0.03,71.644398495153325,49.920031862826299,58.524482325572897,"R"]
[{"$f":"INDEX(Seas_Ar,C6952)","v":"Shl"},{"$f":"INDEX(WDWE_Ar,D6952)","v":"WE"},4,7,11,"L",38.724999999999994,68.276738617972271,61.9979421709156,49.744799261999098,"R"]
[{"$f":"INDEX(Seas_Ar,C6963)","v":"Shl"},{"$f":"INDEX(WDWE_Ar,D6963)","v":"WE"},4,7,22,"L",9.7799999999999994,60.916396116321756,72.497430629439293,102.634561343135,"R"]
[{"$f":"INDEX(Seas_Ar,C6978)","v":"Shl"},{"$f":"INDEX(WDWE_Ar,D6978)","v":"WD"},4,1,13,"L",19.36,80.777193563741207,19.880099875116301,10.0800001621246,"R"]
[{"$f":"INDEX(Seas_Ar,C6989)","v":"Shl"},{"$f":"INDEX(WDWE_Ar,D6989)","v":"WD"},4,1,24,"L",13.705,84.536658745192625,14.9750099643373,24.0408007711887,"R"]
[{"$f":"INDEX(Seas_Ar,C6994)","v":"Shl"},{"$f":"INDEX(WDWE_Ar,D6994)","v":"WD"},4,2,5,"L",20.9,35.710254874927976,20.409570567898701,49.200482175607704,"R"]
[{"$f":"INDEX(Seas_Ar,C7005)","v":"Shl"},{"$f":"INDEX(WDWE_Ar,D7005)","v":"WD"},4,2,16,"L",50.504999999999995,64.535930831962318,67.092844523105597,72.928799634885706,"R"]
[{"$f":"INDEX(Seas_Ar,C7010)","v":"Shl"},{"$f":"INDEX(WDWE_Ar,D7010)","v":"WD"},4,2,21,"L",126.36,123.40934214744574,72.497430629439293,110.507039008817,"R"]
[{"$f":"INDEX(Seas_Ar,C7024)","v":"Shl"},{"$f":"INDEX(WDWE_Ar,D7024)","v":"WD"},4,3,11,"L",137.38,69.517455414828447,72.217711845316899,91.052643310174901,"R"]
[{"$f":"INDEX(Seas_Ar,C7035)","v":"Shl"},{"$f":"INDEX(WDWE_Ar,D7035)","v":"WD"},4,3,22,"L",79.405000000000001,104.47208577437786,72.777149413561801,146.33136050786001,"R"]
[{"$f":"INDEX(Seas_Ar,C7040)","v":"Shl"},{"$f":"INDEX(WDWE_Ar,D7040)","v":"WD"},4,4,3,"L",67.52,83.809020322976224,54.905039792976297,73.563844566974694,"R"]
[{"$f":"INDEX(Seas_Ar,C7055)","v":"Shl"},{"$f":"INDEX(WDWE_Ar,D7055)","v":"WD"},4,4,18,"L",37.65,130.56445329924031,72.217711845316899,73.563844566974694,"R"]
[{"$f":"INDEX(Seas_Ar,C7066)","v":"Shl"},{"$f":"INDEX(WDWE_Ar,D7066)","v":"WD"},4,3,5,"L",26.315000000000001,2.8513438990122209E-2,46.083871660952497,36.610560281219399,"R"]
[{"$f":"INDEX(Seas_Ar,C7077)","v":"Shl"},{"$f":"INDEX(WDWE_Ar,D7077)","v":"WD"},4,3,16,"L",53.465000000000003,152.48274335942605,70.839094571385402,43.2532805418682,"R"]
[{"$f":"INDEX(Seas_Ar,C7081)","v":"Shl"},{"$f":"INDEX(WDWE_Ar,D7081)","v":"WD"},4,3,20,"L",72.89,227.55149986067028,76.653274341444998,43.2532805418682,"R"]
[{"$f":"INDEX(Seas_Ar,C7096)","v":"Shl"},{"$f":"INDEX(WDWE_Ar,D7096)","v":"WD"},4,4,11,"L",70.98,95.256271306250753,65.424508709063502,52.889762081136702,"R"]
[{"$f":"INDEX(Seas_Ar,C7101)","v":"Shl"},{"$f":"INDEX(WDWE_Ar,D7101)","v":"WD"},4,4,16,"L",69.900000000000006,69.914952403779665,72.217711845316899,52.889762081136702,"R"]
[{"$f":"INDEX(Seas_Ar,C7112)","v":"Shl"},{"$f":"INDEX(WDWE_Ar,D7112)","v":"WD"},4,5,3,"L",54.244999999999997,20.743526865313907,16.783199454116801,10.0800001621246,"R"]
[{"$f":"INDEX(Seas_Ar,C7127)","v":"Shl"},{"$f":"INDEX(WDWE_Ar,D7127)","v":"WD"},4,5,18,"L",64.724999999999994,65.531011159048361,88.011899609899501,44.533441023883803,"R"]
[{"$f":"INDEX(Seas_Ar,C7128)","v":"Shl"},{"$f":"INDEX(WDWE_Ar,D7128)","v":"WD"},4,5,19,"L",60.795000000000002,89.881488056612724,88.001907475676404,44.533441023883803,"R"]
[{"$f":"INDEX(Seas_Ar,C7143)","v":"Shl"},{"$f":"INDEX(WDWE_Ar,D7143)","v":"WE"},4,6,10,"L",40.68,85.476161732638843,62.956981268663398,28.213920223073899,"R"]
[{"$f":"INDEX(Seas_Ar,C7147)","v":"Shl"},{"$f":"INDEX(WDWE_Ar,D7147)","v":"WE"},4,6,14,"L",56.84,74.96183110503128,56.083860113039002,10.0800001621246,"R"]
[{"$f":"INDEX(Seas_Ar,C7158)","v":"Shl"},{"$f":"INDEX(WDWE_Ar,D7158)","v":"WE"},4,7,1,"L",37.900000000000006,41.487053730627814,47.612340461168202,75.983038453540701,"R"]
[{"$f":"INDEX(Seas_Ar,C7173)","v":"Shl"},{"$f":"INDEX(WDWE_Ar,D7173)","v":"WE"},4,7,16,"L",31.950000000000003,59.835451720771445,51.198750659823403,44.0899224010277,"R"]
[{"$f":"INDEX(Seas_Ar,C7178)","v":"Shl"},{"$f":"INDEX(WDWE_Ar,D7178)","v":"WE"},4,7,21,"L",61.12,35.962574926291637,72.497430629439293,279.15552695081698,"R"]
[{"$f":"INDEX(Seas_Ar,C7189)","v":"Shl"},{"$f":"INDEX(WDWE_Ar,D7189)","v":"WD"},4,1,8,"L",53.64,46.598087669607217,10.139849749588899,53.383679935760398,"R"]
[{"$f":"INDEX(Seas_Ar,C7201)","v":"Shl"},{"$f":"INDEX(WDWE_Ar,D7201)","v":"WD"},4,1,20,"L",71.099999999999994,80.700160701793379,46.113840441856297,107.47296449712699,"R"]
[{"$f":"INDEX(Seas_Ar,C7214)","v":"Shl"},{"$f":"INDEX(WDWE_Ar,D7214)","v":"WD"},4,2,9,"L",42.239999999999995,68.325328180080334,35.794172290520599,53.373601627492903,"R"]
[{"$f":"INDEX(Seas_Ar,C7219)","v":"Shl"},{"$f":"INDEX(WDWE_Ar,D7219)","v":"WD"},4,2,14,"L",54.800000000000004,74.327407087501072,40.359602044486998,10.0800001621246,"R"]
[{"$f":"INDEX(Seas_Ar,C7234)","v":"Shl"},{"$f":"INDEX(WDWE_Ar,D7234)","v":"WD"},4,1,5,"L",25.97,54.796245513396457,17.0629201436805,45.601922425346402,"R"]
[{"$f":"INDEX(Seas_Ar,C7245)","v":"Shl"},{"$f":"INDEX(WDWE_Ar,D7245)","v":"WD"},4,1,16,"L",32.215000000000003,26.370541144207774,68.561368139748495,33.384959460296599,"R"]
[{"$f":"INDEX(Seas_Ar,C7250)","v":"Shl"},{"$f":"INDEX(WDWE_Ar,D7250)","v":"WD"},4,1,21,"L",46.855000000000004,96.094081679285125,73.056868197684196,51.770881447906497,"R"]
[{"$f":"INDEX(Seas_Ar,C7259)","v":"Shl"},{"$f":"INDEX(WDWE_Ar,D7259)","v":"WD"},4,2,6,"L",28.65,8.1902510770689112,12.1178702704954,36.368642430648798,"R"]
[{"$f":"INDEX(Seas_Ar,C7265)","v":"Shl"},{"$f":"INDEX(WDWE_Ar,D7265)","v":"WD"},4,2,12,"L",62.344999999999999,0.66275973823349021,53.5563912999487,10.0800001621246,"R"]
[{"$f":"INDEX(Seas_Ar,C7280)","v":"Shl"},{"$f":"INDEX(WDWE_Ar,D7280)","v":"WD"},4,3,3,"L",25.574999999999999,46.861369748307418,9.9900001287460292,52.012799298477098,"R"]
[{"$f":"INDEX(Seas_Ar,C7291)","v":"Shl"},{"$f":"INDEX(WDWE_Ar,D7291)","v":"WD"},4,3,14,"L",65.915000000000006,37.193590080497792,45.324629517073603,10.231199780035,"R"]
[{"$f":"INDEX(Seas_Ar,C7296)","v":"Shl"},{"$f":"INDEX(WDWE_Ar,D7296)","v":"WD"},4,3,19,"L",47.284999999999997,66.5678313227546,63.126809441628403,198.061928722696,"R"]
[{"$f":"INDEX(Seas_Ar,C7311)","v":"Shl"},{"$f":"INDEX(WDWE_Ar,D7311)","v":"WD"},4,4,10,"L",51.265000000000001,43.736062358839405,51.208738983163798,47.396161223735803,"R"]
[{"$f":"INDEX(Seas_Ar,C7321)","v":"Shl"},{"$f":"INDEX(WDWE_Ar,D7321)","v":"WD"},4,4,20,"L",81.745000000000005,46.770164279743184,68.731203934478799,92.272322406940404,"R"]
[{"$f":"INDEX(Seas_Ar,C7326)","v":"Shl"},{"$f":"INDEX(WDWE_Ar,D7326)","v":"WD"},4,5,1,"L",27.32,63.38780065214803,9.9900001287460292,40.531679729051497,"R"]
[{"$f":"INDEX(Seas_Ar,C7337)","v":"Shl"},{"$f":"INDEX(WDWE_Ar,D7337)","v":"WD"},4,5,12,"L",62.894999999999996,58.529589359959417,9.9900001287460292,10.0800001621246,"R"]
[{"$f":"INDEX(Seas_Ar,C7352)","v":"Shl"},{"$f":"INDEX(WDWE_Ar,D7352)","v":"WE"},4,6,3,"L",27.7,31.107145144977395,9.9900001287460292,72.434881780262003,"R"]
[{"$f":"INDEX(Seas_Ar,C7357)","v":"Shl"},{"$f":"INDEX(WDWE_Ar,D7357)","v":"WE"},4,6,8,"L",27.58,104.61267244318532,46.203750595450401,19.101601076269102,"R"]
[{"$f":"INDEX(Seas_Ar,C7368)","v":"Shl"},{"$f":"INDEX(WDWE_Ar,D7368)","v":"WE"},4,6,19,"L",43.525000000000006,112.74820023911568,91.018891782746294,91.072799926710104,"R"]
[{"$f":"INDEX(Seas_Ar,C7383)","v":"Shl"},{"$f":"INDEX(WDWE_Ar,D7383)","v":"WE"},4,7,10,"L",37.43,89.156385703831802,46.643309229197399,10.0800001621246,"R"]
[{"$f":"INDEX(Seas_Ar,C7392)","v":"Shl"},{"$f":"INDEX(WDWE_Ar,D7392)","v":"WE"},4,7,19,"L",109.97999999999999,84.377219151065546,72.217711845316899,54.190079179687402,"R"]
[{"$f":"INDEX(Seas_Ar,C7398)","v":"Shl"},{"$f":"INDEX(WDWE_Ar,D7398)","v":"WD"},5,1,1,"L",270.52,383.06620187349057,103.84604828960801,279.15552695081698,"R"]
[{"$f":"INDEX(Seas_Ar,C7403)","v":"Shl"},{"$f":"INDEX(WDWE_Ar,D7403)","v":"WD"},5,1,6,"L",247.18,305.25245837278703,103.84604828960801,279.15552695081698,"R"]
[{"$f":"INDEX(Seas_Ar,C7414)","v":"Shl"},{"$f":"INDEX(WDWE_Ar,D7414)","v":"WD"},5,1,17,"L",273.94,295.73148704012772,178.751064986758,512.25553069994896,"R"]
[{"$f":"INDEX(Seas_Ar,C7429)","v":"Shl"},{"$f":"INDEX(WDWE_Ar,D7429)","v":"WD"},5,2,8,"L",249.63499999999999,378.91351810428944,378.93069244449998,281.67552699134802,"R"]
[{"$f":"INDEX(Seas_Ar,C7434)","v":"Shl"},{"$f":"INDEX(WDWE_Ar,D7434)","v":"WD"},5,2,13,"L",360.02499999999998,368.11654030436648,322.097597565336,234.26928745934401,"R"]
[{"$f":"INDEX(Seas_Ar,C7445)","v":"Shl"},{"$f":"INDEX(WDWE_Ar,D7445)","v":"WD"},5,2,24,"L",258.53999999999996,395.74321287074275,250.099659320569,281.67552699134802,"R"]
[{"$f":"INDEX(Seas_Ar,C7459)","v":"Shl"},{"$f":"INDEX(WDWE_Ar,D7459)","v":"WD"},5,3,14,"L",295.435,417.00495376905258,273.26647205809599,281.67552699134802,"R"]
[{"$f":"INDEX(Seas_Ar,C7464)","v":"Shl"},{"$f":"INDEX(WDWE_Ar,D7464)","v":"WD"},5,3,19,"L",643.39,420.07793975826149,614.40500742985705,1050.5274778339599,"R"]
[{"$f":"INDEX(Seas_Ar,C7475)","v":"Shl"},{"$f":"INDEX(WDWE_Ar,D7475)","v":"WD"},5,4,6,"L",258.78499999999997,308.22729001836024,319.979691928911,285.59663105831999,"R"]
[{"$f":"INDEX(Seas_Ar,C7490)","v":"Shl"},{"$f":"INDEX(WDWE_Ar,D7490)","v":"WD"},5,4,21,"L",271.685,433.63833984823469,355.95369214838502,337.90176666521,"R"]
[{"$f":"INDEX(Seas_Ar,C7501)","v":"Shl"},{"$f":"INDEX(WDWE_Ar,D7501)","v":"WD"},5,5,8,"L",276.84000000000003,381.99405442762412,357.05259825995898,281.67552699134802,"R"]
[{"$f":"INDEX(Seas_Ar,C7503)","v":"Shl"},{"$f":"INDEX(WDWE_Ar,D7503)","v":"WD"},5,5,10,"L",296.065,439.52760046637445,357.05259825995898,281.67552699134802,"R"]
[{"$f":"INDEX(Seas_Ar,C7520)","v":"Shl"},{"$f":"INDEX(WDWE_Ar,D7520)","v":"WE"},5,6,3,"L",254.29500000000002,351.6341609077009,170.129705241251,29.977920251445699,"R"]
[{"$f":"INDEX(Seas_Ar,C7521)","v":"Shl"},{"$f":"INDEX(WDWE_Ar,D7521)","v":"WE"},5,6,4,"L",247.7,306.51336417179903,170.129705241251,29.977920251445699,"R"]
[{"$f":"INDEX(Seas_Ar,C7536)","v":"Shl"},{"$f":"INDEX(WDWE_Ar,D7536)","v":"WE"},5,6,19,"L",271.57500000000005,430.40679684238353,220.34944015664499,279.70991465504602,"R"]
[{"$f":"INDEX(Seas_Ar,C7547)","v":"Shl"},{"$f":"INDEX(WDWE_Ar,D7547)","v":"WE"},5,7,6,"L",182.49,113.27011255555546,131.32854839964801,245.95200395584101,"R"]
[{"$f":"INDEX(Seas_Ar,C7552)","v":"Shl"},{"$f":"INDEX(WDWE_Ar,D7552)","v":"WE"},5,7,11,"L",249.82,274.50749781244696,180.339486592311,245.95200395584101,"R"]
[{"$f":"INDEX(Seas_Ar,C7567)","v":"Shl"},{"$f":"INDEX(WDWE_Ar,D7567)","v":"WD"},5,1,2,"L",198.26499999999999,159.30762091096801,88.001907475676404,102.745441960153,"R"]
[{"$f":"INDEX(Seas_Ar,C7578)","v":"Shl"},{"$f":"INDEX(WDWE_Ar,D7578)","v":"WD"},5,1,13,"L",227.86,238.01428911036643,114.395493608365,10.0800001621246,"R"]
[{"$f":"INDEX(Seas_Ar,C7582)","v":"Shl"},{"$f":"INDEX(WDWE_Ar,D7582)","v":"WD"},5,1,17,"L",222.19499999999999,210.10630167279427,132.41745475523399,163.53792816741901,"R"]
[{"$f":"INDEX(Seas_Ar,C7597)","v":"Shl"},{"$f":"INDEX(WDWE_Ar,D7597)","v":"WD"},5,2,8,"L",224.92500000000001,247.87822107464493,182.14767417665001,223.19136174406,"R"]
[{"$f":"INDEX(Seas_Ar,C7608)","v":"Shl"},{"$f":"INDEX(WDWE_Ar,D7608)","v":"WD"},5,2,19,"L",272.12,342.23406853224986,238.74101880858399,281.67552699134802,"R"]
[{"$f":"INDEX(Seas_Ar,C7613)","v":"Shl"},{"$f":"INDEX(WDWE_Ar,D7613)","v":"WD"},5,2,24,"L",212.07499999999999,256.04696749950301,119.560321845703,246.788645815,"R"]
[{"$f":"INDEX(Seas_Ar,C7624)","v":"Shl"},{"$f":"INDEX(WDWE_Ar,D7624)","v":"WD"},5,3,11,"L",297.90499999999997,239.42504754585724,179.76006475562099,188.19359995069499,"R"]
[{"$f":"INDEX(Seas_Ar,C7636)","v":"Shl"},{"$f":"INDEX(WDWE_Ar,D7636)","v":"WD"},5,3,23,"L",250.35,276.05925853198954,179.76006475562099,281.67552699134802,"R"]
[{"$f":"INDEX(Seas_Ar,C7643)","v":"Shl"},{"$f":"INDEX(WDWE_Ar,D7643)","v":"WD"},5,4,6,"L",207.73,238.07686307323095,152.79704892046399,281.67552699134802,"R"]
[{"$f":"INDEX(Seas_Ar,C7654)","v":"Shl"},{"$f":"INDEX(WDWE_Ar,D7654)","v":"WD"},5,4,17,"L",171.995,281.32684849676571,228.870909046983,281.67552699134802,"R"]
[{"$f":"INDEX(Seas_Ar,C7659)","v":"Shl"},{"$f":"INDEX(WDWE_Ar,D7659)","v":"WD"},5,4,22,"L",205.845,295.1044974111154,228.870909046983,281.67552699134802,"R"]
[{"$f":"INDEX(Seas_Ar,C7670)","v":"Shl"},{"$f":"INDEX(WDWE_Ar,D7670)","v":"WD"},5,5,9,"L",240.33499999999998,358.84461140173835,220.71906528347901,281.67552699134802,"R"]
[{"$f":"INDEX(Seas_Ar,C7685)","v":"Shl"},{"$f":"INDEX(WDWE_Ar,D7685)","v":"WD"},5,5,24,"L",208.60499999999999,299.20024770770164,145.67418919426899,442.12896218923498,"R"]
[{"$f":"INDEX(Seas_Ar,C7694)","v":"Shl"},{"$f":"INDEX(WDWE_Ar,D7694)","v":"WE"},5,6,9,"L",188.155,274.1535969356612,136.48337688099801,281.67552699134802,"R"]
[{"$f":"INDEX(Seas_Ar,C7700)","v":"Shl"},{"$f":"INDEX(WDWE_Ar,D7700)","v":"WE"},5,6,15,"L",194.19,243.3501415800857,116.01386875129199,283.63104948373802,"R"]
[{"$f":"INDEX(Seas_Ar,C7715)","v":"Shl"},{"$f":"INDEX(WDWE_Ar,D7715)","v":"WE"},5,7,6,"L",172.19,241.19987267437796,110.809079598827,281.67552699134802,"R"]
[{"$f":"INDEX(Seas_Ar,C7720)","v":"Shl"},{"$f":"INDEX(WDWE_Ar,D7720)","v":"WE"},5,7,11,"L",225.43,271.88955718838162,132.60726719664501,281.67552699134802,"R"]
[{"$f":"INDEX(Seas_Ar,C7731)","v":"Shl"},{"$f":"INDEX(WDWE_Ar,D7731)","v":"WE"},5,7,22,"L",219.005,263.88577848380271,139.08078301188399,359.27137931360198,"R"]
[{"$f":"INDEX(Seas_Ar,C7746)","v":"Shl"},{"$f":"INDEX(WDWE_Ar,D7746)","v":"WD"},5,1,13,"L",134.55500000000001,117.73245293529742,72.777149413561801,148.29695746330199,"R"]
[{"$f":"INDEX(Seas_Ar,C7756)","v":"Shl"},{"$f":"INDEX(WDWE_Ar,D7756)","v":"WD"},5,1,23,"L",145.94499999999999,116.97552489810531,65.854079019470106,281.67552699134802,"R"]
[{"$f":"INDEX(Seas_Ar,C7761)","v":"Shl"},{"$f":"INDEX(WDWE_Ar,D7761)","v":"WD"},5,2,4,"L",118.74000000000001,118.10086923658562,43.126828726572903,138.45888284217801,"R"]
[{"$f":"INDEX(Seas_Ar,C7776)","v":"Shl"},{"$f":"INDEX(WDWE_Ar,D7776)","v":"WD"},5,2,19,"L",135.905,162.98737168989857,95.004899700021696,752.54257948655095,"R"]
[{"$f":"INDEX(Seas_Ar,C7777)","v":"Shl"},{"$f":"INDEX(WDWE_Ar,D7777)","v":"WD"},5,2,20,"L",136.14499999999998,183.05601239279744,83.206711986937506,287.35057200449899,"R"]
[{"$f":"INDEX(Seas_Ar,C7792)","v":"Shl"},{"$f":"INDEX(WDWE_Ar,D7792)","v":"WD"},5,3,11,"L",101.91499999999999,181.0531674094307,76.962961906471193,232.31376496695501,"R"]
[{"$f":"INDEX(Seas_Ar,C7797)","v":"Shl"},{"$f":"INDEX(WDWE_Ar,D7797)","v":"WD"},5,3,16,"L",129.12,145.53113748704322,76.962961906471193,232.31376496695501,"R"]
[{"$f":"INDEX(Seas_Ar,C7808)","v":"Shl"},{"$f":"INDEX(WDWE_Ar,D7808)","v":"WD"},5,4,3,"L",130.89999999999998,169.53848337462324,65.474461758413298,149.91983810463799,"R"]
[{"$f":"INDEX(Seas_Ar,C7818)","v":"Shl"},{"$f":"INDEX(WDWE_Ar,D7818)","v":"WD"},5,4,13,"L",132.26,261.84351304282978,83.886032300562803,109.196643601999,"R"]
[{"$f":"INDEX(Seas_Ar,C7833)","v":"Shl"},{"$f":"INDEX(WDWE_Ar,D7833)","v":"WD"},5,5,4,"L",142.625,172.62648182723885,49.170781853170404,152.52047999217001,"R"]
[{"$f":"INDEX(Seas_Ar,C7838)","v":"Shl"},{"$f":"INDEX(WDWE_Ar,D7838)","v":"WD"},5,5,9,"L",340.15499999999997,322.5853134079457,88.351563577594703,159.75792810662199,"R"]
[{"$f":"INDEX(Seas_Ar,C7853)","v":"Shl"},{"$f":"INDEX(WDWE_Ar,D7853)","v":"WD"},5,5,24,"L",66.734999999999999,197.43094662124241,63.596340667161897,126.957598965787,"R"]
[{"$f":"INDEX(Seas_Ar,C7864)","v":"Shl"},{"$f":"INDEX(WDWE_Ar,D7864)","v":"WE"},5,6,11,"L",129.76999999999998,153.58270828974167,73.066860331907193,10.0800001621246,"R"]
[{"$f":"INDEX(Seas_Ar,C7869)","v":"Shl"},{"$f":"INDEX(WDWE_Ar,D7869)","v":"WE"},5,6,16,"L",86.564999999999998,113.66647666471678,73.066860331907193,10.0800001621246,"R"]
[{"$f":"INDEX(Seas_Ar,C7880)","v":"Shl"},{"$f":"INDEX(WDWE_Ar,D7880)","v":"WE"},5,7,3,"L",71.260000000000005,118.69033531864675,48.341610013260798,228.50352613614001,"R"]
[{"$f":"INDEX(Seas_Ar,C7894)","v":"Shl"},{"$f":"INDEX(WDWE_Ar,D7894)","v":"WE"},5,7,17,"L",79.754999999999995,118.43579314684763,73.2566727733183,281.67552699134802,"R"]
[{"$f":"INDEX(Seas_Ar,C7899)","v":"Shl"},{"$f":"INDEX(WDWE_Ar,D7899)","v":"WE"},5,7,22,"L",121.4,167.35477947971501,73.056868197684196,281.67552699134802,"R"]
[{"$f":"INDEX(Seas_Ar,C7910)","v":"Shl"},{"$f":"INDEX(WDWE_Ar,D7910)","v":"WD"},5,1,9,"L",162.07499999999999,217.1311710228531,89.070844806346898,223.99776483320201,"R"]
[{"$f":"INDEX(Seas_Ar,C7915)","v":"Shl"},{"$f":"INDEX(WDWE_Ar,D7915)","v":"WD"},5,1,14,"L",98.625,132.12748259835809,75.714211890377996,108.430561436357,"R"]
[{"$f":"INDEX(Seas_Ar,C7930)","v":"Shl"},{"$f":"INDEX(WDWE_Ar,D7930)","v":"WD"},5,2,5,"L",0.01,1.3396956410479909E-2,60.189750775694797,196.03583884635901,"R"]
[{"$f":"INDEX(Seas_Ar,C7938)","v":"Shl"},{"$f":"INDEX(WDWE_Ar,D7938)","v":"WD"},5,2,13,"L",104.99000000000001,140.65464535362855,91.908001184463501,148.30704730721399,"R"]
[{"$f":"INDEX(Seas_Ar,C7945)","v":"Shl"},{"$f":"INDEX(WDWE_Ar,D7945)","v":"WD"},5,2,20,"L",210.79,282.39444417650594,108.131759259452,281.67552699134802,"R"]
[{"$f":"INDEX(Seas_Ar,C7956)","v":"Shl"},{"$f":"INDEX(WDWE_Ar,D7956)","v":"WD"},5,3,7,"L",72.004999999999995,96.464784633660571,97.732173088746094,187.094883624429,"R"]
[{"$f":"INDEX(Seas_Ar,C7971)","v":"Shl"},{"$f":"INDEX(WDWE_Ar,D7971)","v":"WD"},5,3,22,"L",97.335000000000008,130.39927522140619,106.25364197908399,187.094883624429,"R"]
[{"$f":"INDEX(Seas_Ar,C7976)","v":"Shl"},{"$f":"INDEX(WDWE_Ar,D7976)","v":"WD"},5,4,3,"L",62.935000000000002,84.3137451693553,103.84604828960801,76.960799699735603,"R"]
[{"$f":"INDEX(Seas_Ar,C7987)","v":"Shl"},{"$f":"INDEX(WDWE_Ar,D7987)","v":"WD"},5,4,14,"L",242.61,325.02355947465304,179.320502310991,10.0800001621246,"R"]
[{"$f":"INDEX(Seas_Ar,C8002)","v":"Shl"},{"$f":"INDEX(WDWE_Ar,D8002)","v":"WD"},5,5,5,"L",97.69,130.8748671739782,68.271657221403004,151.48224120594,"R"]
[{"$f":"INDEX(Seas_Ar,C8009)","v":"Shl"},{"$f":"INDEX(WDWE_Ar,D8009)","v":"WD"},5,5,12,"L",112.625,150.88322157302997,179.320502310991,133.66080830211601,"R"]
[{"$f":"INDEX(Seas_Ar,C8017)","v":"Shl"},{"$f":"INDEX(WDWE_Ar,D8017)","v":"WD"},5,5,20,"L",166.065,222.47655663063458,182.16765844509601,281.67552699134802,"R"]
[{"$f":"INDEX(Seas_Ar,C8032)","v":"Shl"},{"$f":"INDEX(WDWE_Ar,D8032)","v":"WE"},5,6,11,"L",133.785,179.23118133760545,88.601313580813397,182.68992847545599,"R"]
[{"$f":"INDEX(Seas_Ar,C8033)","v":"Shl"},{"$f":"INDEX(WDWE_Ar,D8033)","v":"WE"},5,6,12,"L",93.73,125.56967243542817,91.328579347772504,168.628315944604,"R"]
[{"$f":"INDEX(Seas_Ar,C8048)","v":"Shl"},{"$f":"INDEX(WDWE_Ar,D8048)","v":"WE"},5,7,3,"L",27.555,36.915313389077383,37.712250486016202,236.113929334716,"R"]
[{"$f":"INDEX(Seas_Ar,C8053)","v":"Shl"},{"$f":"INDEX(WDWE_Ar,D8053)","v":"WE"},5,7,8,"L",64.275000000000006,86.108937328359616,60.0199226027298,221.487839255723,"R"]
[{"$f":"INDEX(Seas_Ar,C8071)","v":"Shl"},{"$f":"INDEX(WDWE_Ar,D8071)","v":"WD"},5,1,2,"L",17.574999999999999,87.589239845570887,62.577360196723902,130.273927632408,"R"]
[{"$f":"INDEX(Seas_Ar,C8078)","v":"Shl"},{"$f":"INDEX(WDWE_Ar,D8078)","v":"WD"},5,1,9,"L",69.414999999999992,166.8100809797815,110.459431118674,144.567360479488,"R"]
[{"$f":"INDEX(Seas_Ar,C8089)","v":"Shl"},{"$f":"INDEX(WDWE_Ar,D8089)","v":"WD"},5,1,20,"L",100.125,173.53579401817106,111.818071745924,144.567360479488,"R"]
[{"$f":"INDEX(Seas_Ar,C8094)","v":"Shl"},{"$f":"INDEX(WDWE_Ar,D8094)","v":"WD"},5,2,1,"L",51.41,113.22908367509973,66.713219640283498,103.02768073422401,"R"]
[{"$f":"INDEX(Seas_Ar,C8109)","v":"Shl"},{"$f":"INDEX(WDWE_Ar,D8109)","v":"WD"},5,2,16,"L",70.045000000000002,135.31235805230045,109.780110805048,156.09888312589601,"R"]
[{"$f":"INDEX(Seas_Ar,C8120)","v":"Shl"},{"$f":"INDEX(WDWE_Ar,D8120)","v":"WD"},5,3,3,"L",63.2,88.209121231597578,86.733180812902404,153.54864431534699,"R"]
[{"$f":"INDEX(Seas_Ar,C8129)","v":"Shl"},{"$f":"INDEX(WDWE_Ar,D8129)","v":"WD"},5,3,12,"L",82.844999999999999,108.15380482700623,138.011845681214,107.110083876056,"R"]
[{"$f":"INDEX(Seas_Ar,C8139)","v":"Shl"},{"$f":"INDEX(WDWE_Ar,D8139)","v":"WD"},5,3,22,"L",72.67,118.61430321620658,138.011845681214,199.61424198008501,"R"]
[{"$f":"INDEX(Seas_Ar,C8150)","v":"Shl"},{"$f":"INDEX(WDWE_Ar,D8150)","v":"WD"},5,4,9,"L",95.43,142.92915058310336,319.640035582981,194.755689899988,"R"]
[{"$f":"INDEX(Seas_Ar,C8155)","v":"Shl"},{"$f":"INDEX(WDWE_Ar,D8155)","v":"WD"},5,4,14,"L",68.91,115.73960328850782,134.28557990138,149.808957487621,"R"]
[{"$f":"INDEX(Seas_Ar,C8166)","v":"Shl"},{"$f":"INDEX(WDWE_Ar,D8166)","v":"WD"},5,5,1,"L",65.935000000000002,99.614938734488632,10.3796104767465,172.65024154640099,"R"]
[{"$f":"INDEX(Seas_Ar,C8171)","v":"Shl"},{"$f":"INDEX(WDWE_Ar,D8171)","v":"WD"},5,5,6,"L",46.004999999999995,97.050179499803207,10.3796104767465,172.65024154640099,"R"]
[{"$f":"INDEX(Seas_Ar,C8187)","v":"Shl"},{"$f":"INDEX(WDWE_Ar,D8187)","v":"WD"},5,5,22,"L",92.88,112.91139446476106,106.25364197908399,191.56031631343799,"R"]
[{"$f":"INDEX(Seas_Ar,C8196)","v":"Shl"},{"$f":"INDEX(WDWE_Ar,D8196)","v":"WE"},5,6,7,"L",57.225000000000001,101.45133734059269,88.531383884782798,91.657441781816402,"R"]
[{"$f":"INDEX(Seas_Ar,C8201)","v":"Shl"},{"$f":"INDEX(WDWE_Ar,D8201)","v":"WE"},5,6,12,"L",89.245000000000005,109.93596381183296,92.996907540049506,10.231199780035,"R"]
[{"$f":"INDEX(Seas_Ar,C8212)","v":"Shl"},{"$f":"INDEX(WDWE_Ar,D8212)","v":"WE"},5,6,23,"L",104.08500000000001,104.93817013699281,85.864048057866,145.64592787964801,"R"]
[{"$f":"INDEX(Seas_Ar,C8227)","v":"Shl"},{"$f":"INDEX(WDWE_Ar,D8227)","v":"WE"},5,7,14,"L",64.704999999999998,104.79094830781146,72.337594590697293,92.725919338064102,"R"]
[{"$f":"INDEX(Seas_Ar,C8232)","v":"Shl"},{"$f":"INDEX(WDWE_Ar,D8232)","v":"WE"},5,7,19,"L",64.740000000000009,110.61783333646231,131.27859535029799,268.66224309063898,"R"]
[{"$f":"INDEX(Seas_Ar,C8243)","v":"Shl"},{"$f":"INDEX(WDWE_Ar,D8243)","v":"WD"},5,1,6,"L",61.445,65.635515242075627,41.418539619169202,161.36064444099401,"R"]
[{"$f":"INDEX(Seas_Ar,C8253)","v":"Shl"},{"$f":"INDEX(WDWE_Ar,D8253)","v":"WD"},5,1,16,"L",83.53,164.5783279186449,62.747192180571503,75.388322135381699,"R"]
[{"$f":"INDEX(Seas_Ar,C8262)","v":"Shl"},{"$f":"INDEX(WDWE_Ar,D8262)","v":"WD"},5,2,1,"L",66.400000000000006,53.465183677174146,42.187770086388497,10.231199780035,"R"]
[{"$f":"INDEX(Seas_Ar,C8273)","v":"Shl"},{"$f":"INDEX(WDWE_Ar,D8273)","v":"WD"},5,2,12,"L",72.77,165.0492776126024,70.229703953790704,10.231199780035,"R"]
[{"$f":"INDEX(Seas_Ar,C8288)","v":"Shl"},{"$f":"INDEX(WDWE_Ar,D8288)","v":"WD"},5,3,3,"L",66.38,4.9573651995525402E-2,61.148789873442603,210.03695845631501,"R"]
[{"$f":"INDEX(Seas_Ar,C8289)","v":"Shl"},{"$f":"INDEX(WDWE_Ar,D8289)","v":"WD"},5,3,4,"L",67.115000000000009,6.8163771493847433E-2,61.148789873442603,210.03695845631501,"R"]
[{"$f":"INDEX(Seas_Ar,C8304)","v":"Shl"},{"$f":"INDEX(WDWE_Ar,D8304)","v":"WD"},5,3,19,"L",69.814999999999998,102.79096741272191,819.53963592801995,281.67552699134802,"R"]
[{"$f":"INDEX(Seas_Ar,C8311)","v":"Shl"},{"$f":"INDEX(WDWE_Ar,D8311)","v":"WD"},5,4,2,"L",67.59,40.29718236586271,42.927031772704098,135.37440525350499,"R"]
[{"$f":"INDEX(Seas_Ar,C8319)","v":"Shl"},{"$f":"INDEX(WDWE_Ar,D8319)","v":"WD"},5,4,10,"L",67.34,105.4989281529775,72.217711845316899,135.37440525350499,"R"]
[{"$f":"INDEX(Seas_Ar,C8334)","v":"Shl"},{"$f":"INDEX(WDWE_Ar,D8334)","v":"WD"},5,5,1,"L",83.704999999999998,37.043911453656357,40.869090374264701,129.83040516433701,"R"]
[{"$f":"INDEX(Seas_Ar,C8339)","v":"Shl"},{"$f":"INDEX(WDWE_Ar,D8339)","v":"WD"},5,5,6,"L",77.185000000000002,74.949165110734967,40.869090374264701,129.83040516433701,"R"]
[{"$f":"INDEX(Seas_Ar,C8350)","v":"Shl"},{"$f":"INDEX(WDWE_Ar,D8350)","v":"WD"},5,5,17,"L",69.61,103.03883567269953,72.777149413561801,255.719526573877,"R"]
[{"$f":"INDEX(Seas_Ar,C8365)","v":"Shl"},{"$f":"INDEX(WDWE_Ar,D8365)","v":"WE"},5,6,8,"L",56.57,50.048779105763813,49.700250640511499,107.92656142825101,"R"]
[{"$f":"INDEX(Seas_Ar,C8373)","v":"Shl"},{"$f":"INDEX(WDWE_Ar,D8373)","v":"WE"},5,6,16,"L",70.275000000000006,113.33941247869188,49.700250640511499,156.06864435587801,"R"]
[{"$f":"INDEX(Seas_Ar,C8380)","v":"Shl"},{"$f":"INDEX(WDWE_Ar,D8380)","v":"WE"},5,6,23,"L",67.795000000000002,144.93228006857115,44.385570876889197,192.87071941068601,"R"]
[{"$f":"INDEX(Seas_Ar,C8395)","v":"Shl"},{"$f":"INDEX(WDWE_Ar,D8395)","v":"WE"},5,7,14,"L",63.215000000000003,90.193934679934628,67.1128211697864,42.719041763744301,"R"]
[{"$f":"INDEX(Seas_Ar,C8406)","v":"Shl"},{"$f":"INDEX(WDWE_Ar,D8406)","v":"WD"},5,1,1,"L",52.019999999999996,45.122385481015876,80.899024396162005,115.416001856327,"R"]
[{"$f":"INDEX(Seas_Ar,C8411)","v":"Shl"},{"$f":"INDEX(WDWE_Ar,D8411)","v":"WD"},5,1,6,"L",40.200000000000003,39.686539554587064,82.687227712054195,112.58352427170701,"R"]
[{"$f":"INDEX(Seas_Ar,C8422)","v":"Shl"},{"$f":"INDEX(WDWE_Ar,D8422)","v":"WD"},5,1,17,"L",63.39,28.784445878874706,97.282618509893297,109.872001767158,"R"]
[{"$f":"INDEX(Seas_Ar,C8427)","v":"Shl"},{"$f":"INDEX(WDWE_Ar,D8427)","v":"WD"},5,1,22,"L",75.789999999999992,24.084324065530776,82.687227712054195,109.872001767158,"R"]
[{"$f":"INDEX(Seas_Ar,C8444)","v":"Shl"},{"$f":"INDEX(WDWE_Ar,D8444)","v":"WD"},5,2,15,"L",60.094999999999999,102.4602233850692,110.459431118674,112.58352427170701,"R"]
[{"$f":"INDEX(Seas_Ar,C8452)","v":"Shl"},{"$f":"INDEX(WDWE_Ar,D8452)","v":"WD"},5,2,23,"L",66.805000000000007,161.11750040101856,97.882024615030303,122.51232289331401,"R"]
[{"$f":"INDEX(Seas_Ar,C8457)","v":"Shl"},{"$f":"INDEX(WDWE_Ar,D8457)","v":"WD"},5,3,4,"L",54.225000000000001,147.55828740780129,47.582371680264401,79.924322208337799,"R"]
[{"$f":"INDEX(Seas_Ar,C8472)","v":"Shl"},{"$f":"INDEX(WDWE_Ar,D8472)","v":"WD"},5,3,19,"L",75.674999999999997,182.34405311820308,386.33328619834901,281.67552699134802,"R"]
[{"$f":"INDEX(Seas_Ar,C8483)","v":"Shl"},{"$f":"INDEX(WDWE_Ar,D8483)","v":"WD"},5,4,6,"L",51.805,88.268652476473193,76.2037197625923,151.704002439975,"R"]
[{"$f":"INDEX(Seas_Ar,C8488)","v":"Shl"},{"$f":"INDEX(WDWE_Ar,D8488)","v":"WD"},5,4,11,"L",69.504999999999995,169.62393043577686,111.138751432299,132.97536029304499,"R"]
[{"$f":"INDEX(Seas_Ar,C8497)","v":"Shl"},{"$f":"INDEX(WDWE_Ar,D8497)","v":"WD"},5,4,20,"L",189.60000000000002,119.86830715169748,153.84600198268799,187.63919686560601,"R"]
[{"$f":"INDEX(Seas_Ar,C8513)","v":"Shl"},{"$f":"INDEX(WDWE_Ar,D8513)","v":"WD"},5,5,12,"L",67,50.339338282890502,93.316594861064004,126.030240796575,"R"]
[{"$f":"INDEX(Seas_Ar,C8518)","v":"Shl"},{"$f":"INDEX(WDWE_Ar,D8518)","v":"WD"},5,5,17,"L",31.700000000000003,49.573212346950875,95.254649703240304,279.15552695081698,"R"]
[{"$f":"INDEX(Seas_Ar,C8529)","v":"Shl"},{"$f":"INDEX(WDWE_Ar,D8529)","v":"WE"},5,6,4,"L",42.894999999999996,109.63505357878955,9.6703204294967602,118.379524364929,"R"]
[{"$f":"INDEX(Seas_Ar,C8544)","v":"Shl"},{"$f":"INDEX(WDWE_Ar,D8544)","v":"WE"},5,6,19,"L",68.180000000000007,208.47746004414384,106.25364197908399,118.379524364929,"R"]
[{"$f":"INDEX(Seas_Ar,C8545)","v":"Shl"},{"$f":"INDEX(WDWE_Ar,D8545)","v":"WE"},5,6,20,"L",65.180000000000007,166.76615908743059,106.25364197908399,118.379524364929,"R"]
[{"$f":"INDEX(Seas_Ar,C8555)","v":"Shl"},{"$f":"INDEX(WDWE_Ar,D8555)","v":"WE"},5,7,6,"L",37.409999999999997,69.741781628790207,9.9900001287460292,51.680161292638701,"R"]
[{"$f":"INDEX(Seas_Ar,C8564)","v":"Shl"},{"$f":"INDEX(WDWE_Ar,D8564)","v":"WE"},5,7,15,"L",33.71,96.586591209532045,68.911024241666794,44.614079025669,"R"]
[{"$f":"INDEX(Seas_Ar,C8575)","v":"Shl"},{"$f":"INDEX(WDWE_Ar,D8575)","v":"WD"},5,1,2,"L",23.664999999999999,60.553376283163885,67.092844523105597,116.040964634933,"R"]
[{"$f":"INDEX(Seas_Ar,C8590)","v":"Shl"},{"$f":"INDEX(WDWE_Ar,D8590)","v":"WD"},5,1,17,"L",34.354999999999997,75.365663712430134,80.869047993492998,131.48352457569101,"R"]
[{"$f":"INDEX(Seas_Ar,C8595)","v":"Shl"},{"$f":"INDEX(WDWE_Ar,D8595)","v":"WD"},5,1,22,"L",27.914999999999999,100.45085260064432,73.965961867847398,131.48352457569101,"R"]
[{"$f":"INDEX(Seas_Ar,C8606)","v":"Shl"},{"$f":"INDEX(WDWE_Ar,D8606)","v":"WD"},5,2,9,"L",63.81,108.01367288328282,76.992930687374994,197.06400316953599,"R"]
[{"$f":"INDEX(Seas_Ar,C8622)","v":"Shl"},{"$f":"INDEX(WDWE_Ar,D8622)","v":"WD"},5,3,1,"L",32.614999999999995,76.525917216037612,48.331621689920397,113.30928551384901,"R"]
[{"$f":"INDEX(Seas_Ar,C8631)","v":"Shl"},{"$f":"INDEX(WDWE_Ar,D8631)","v":"WD"},5,3,10,"L",111.16,127.12821417994031,72.497430629439293,113.30928551384901,"R"]
[{"$f":"INDEX(Seas_Ar,C8636)","v":"Shl"},{"$f":"INDEX(WDWE_Ar,D8636)","v":"WD"},5,3,15,"L",66.44,80.159119793027443,64.655282052726704,113.30928551384901,"R"]
[{"$f":"INDEX(Seas_Ar,C8651)","v":"Shl"},{"$f":"INDEX(WDWE_Ar,D8651)","v":"WD"},5,4,6,"L",49.295000000000002,42.361956387186815,48.5214303204488,89.762404519891703,"R"]
[{"$f":"INDEX(Seas_Ar,C8662)","v":"Shl"},{"$f":"INDEX(WDWE_Ar,D8662)","v":"WD"},5,4,17,"L",51.365000000000002,80.303092855518869,87.782133875126803,114.599524304132,"R"]
[{"$f":"INDEX(Seas_Ar,C8667)","v":"Shl"},{"$f":"INDEX(WDWE_Ar,D8667)","v":"WD"},5,4,22,"L",75,93.565552612083152,73.516407288994699,114.599524304132,"R"]
[{"$f":"INDEX(Seas_Ar,C8682)","v":"Shl"},{"$f":"INDEX(WDWE_Ar,D8682)","v":"WD"},5,5,13,"L",104.52,74.942213528631797,76.873047941994599,10.0800001621246,"R"]
[{"$f":"INDEX(Seas_Ar,C8688)","v":"Shl"},{"$f":"INDEX(WDWE_Ar,D8688)","v":"WD"},5,5,19,"L",112.13000000000001,88.289363321955733,101.848048263859,175.855689596004,"R"]
[{"$f":"INDEX(Seas_Ar,C8697)","v":"Shl"},{"$f":"INDEX(WDWE_Ar,D8697)","v":"WE"},5,6,4,"L",38.234999999999999,59.012017614137903,49.050899107789903,73.039680251903505,"R"]
[{"$f":"INDEX(Seas_Ar,C8708)","v":"Shl"},{"$f":"INDEX(WDWE_Ar,D8708)","v":"WE"},5,6,15,"L",54.78,84.791664803781387,62.097840647849999,68.544001102447496,"R"]
[{"$f":"INDEX(Seas_Ar,C8713)","v":"Shl"},{"$f":"INDEX(WDWE_Ar,D8713)","v":"WE"},5,6,20,"L",82.03,98.53685776987578,74.325602482223502,246.22416826685901,"R"]
[{"$f":"INDEX(Seas_Ar,C8728)","v":"Shl"},{"$f":"INDEX(WDWE_Ar,D8728)","v":"WE"},5,7,11,"L",61.629999999999995,84.232710561167565,73.116813381257003,48.3336015464306,"R"]
[{"$f":"INDEX(Seas_Ar,C8739)","v":"Shl"},{"$f":"INDEX(WDWE_Ar,D8739)","v":"WE"},5,7,22,"L",56.284999999999997,94.946000211265783,76.393532204003293,70.943038372478398,"R"]
[{"$f":"INDEX(Seas_Ar,C8746)","v":"Shl"},{"$f":"INDEX(WDWE_Ar,D8746)","v":"WD"},5,1,5,"L",27.37,56.963291259965523,9.9900001287460292,88.865285120696996,"R"]
[{"$f":"INDEX(Seas_Ar,C8754)","v":"Shl"},{"$f":"INDEX(WDWE_Ar,D8754)","v":"WD"},5,1,13,"L",50.364999999999995,118.92268123075738,40.988969308762499,119.48832284467601,"R"]
[{"$f":"INDEX(Seas_Ar,C8769)","v":"Shl"},{"$f":"INDEX(WDWE_Ar,D8769)","v":"WD"},5,2,4,"L",40.629999999999995,60.70389366263084,51.278672490077,44.352000713348303,"R"]
[{"$f":"INDEX(Seas_Ar,C8774)","v":"Shl"},{"$f":"INDEX(WDWE_Ar,D8774)","v":"WD"},5,2,9,"L",49.564999999999998,104.36798433872575,77.692227647681193,52.184161300744996,"R"]
[{"$f":"INDEX(Seas_Ar,C8785)","v":"Shl"},{"$f":"INDEX(WDWE_Ar,D8785)","v":"WD"},5,2,20,"L",159.97,120.08757471255626,100.459438855705,101.949121024494,"R"]
[{"$f":"INDEX(Seas_Ar,C8800)","v":"Shl"},{"$f":"INDEX(WDWE_Ar,D8800)","v":"WD"},5,3,11,"L",48.614999999999995,87.703535918547246,78.980938578901203,57.153601688289598,"R"]
[{"$f":"INDEX(Seas_Ar,C8804)","v":"Shl"},{"$f":"INDEX(WDWE_Ar,D8804)","v":"WD"},5,3,15,"L",49.445,78.086693063251985,72.037891538128804,81.194404382085807,"R"]
[{"$f":"INDEX(Seas_Ar,C8815)","v":"Shl"},{"$f":"INDEX(WDWE_Ar,D8815)","v":"WD"},5,4,2,"L",56.25,73.498307071055265,43.466488883385601,53.595359016313502,"R"]
[{"$f":"INDEX(Seas_Ar,C8820)","v":"Shl"},{"$f":"INDEX(WDWE_Ar,D8820)","v":"WD"},5,4,7,"L",41.56,74.999725336484943,71.598329093499103,59.945762194623903,"R"]
[{"$f":"INDEX(Seas_Ar,C8831)","v":"Shl"},{"$f":"INDEX(WDWE_Ar,D8831)","v":"WD"},5,4,18,"L",47.89,72.326941958801939,699.30000901222195,281.67552699134802,"R"]
[{"$f":"INDEX(Seas_Ar,C8846)","v":"Shl"},{"$f":"INDEX(WDWE_Ar,D8846)","v":"WD"},5,5,9,"L",62.52,95.340059854784371,79.000922847347198,112.281121190671,"R"]
[{"$f":"INDEX(Seas_Ar,C8851)","v":"Shl"},{"$f":"INDEX(WDWE_Ar,D8851)","v":"WD"},5,5,14,"L",48.635000000000005,82.409742206816745,67.142789950690201,57.002400147771802,"R"]
[{"$f":"INDEX(Seas_Ar,C8862)","v":"Shl"},{"$f":"INDEX(WDWE_Ar,D8862)","v":"WE"},5,6,1,"L",46.435000000000002,95.294758441603307,51.528422493295601,50.208482191820103,"R"]
[{"$f":"INDEX(Seas_Ar,C8870)","v":"Shl"},{"$f":"INDEX(WDWE_Ar,D8870)","v":"WE"},5,6,9,"L",36.69,70.72844923655569,66.623313297572096,29.736000478267599,"R"]
[{"$f":"INDEX(Seas_Ar,C8881)","v":"Shl"},{"$f":"INDEX(WDWE_Ar,D8881)","v":"WE"},5,6,20,"L",58.33,78.42968947733722,78.071852530503193,98.894882205839096,"R"]
[{"$f":"INDEX(Seas_Ar,C8892)","v":"Shl"},{"$f":"INDEX(WDWE_Ar,D8892)","v":"WE"},5,7,7,"L",28.914999999999999,40.421803818421346,53.726219472913698,25.099200019168801,"R"]
[{"$f":"INDEX(Seas_Ar,C8907)","v":"Shl"},{"$f":"INDEX(WDWE_Ar,D8907)","v":"WE"},5,7,22,"L",49.994999999999997,76.255221644645957,72.497430629439293,99.116643439874593,"R"]
[{"$f":"INDEX(Seas_Ar,C8918)","v":"Shl"},{"$f":"INDEX(WDWE_Ar,D8918)","v":"WD"},5,1,9,"L",57.620000000000005,67.082665309719715,72.497430629439293,49.684321721963897,"R"]
[{"$f":"INDEX(Seas_Ar,C8923)","v":"Shl"},{"$f":"INDEX(WDWE_Ar,D8923)","v":"WD"},5,1,14,"L",55.76,70.506297373225095,61.8580789679717,10.231199780035,"R"]
[{"$f":"INDEX(Seas_Ar,C8937)","v":"Shl"},{"$f":"INDEX(WDWE_Ar,D8937)","v":"WD"},5,2,4,"L",43.385000000000005,57.315518796122646,34.645320751361801,10.0800001621246,"R"]
[{"$f":"INDEX(Seas_Ar,C8938)","v":"Shl"},{"$f":"INDEX(WDWE_Ar,D8938)","v":"WD"},5,2,5,"L",36.6,42.846708631281139,45.9739810497951,10.0800001621246,"R"]
[{"$f":"INDEX(Seas_Ar,C8953)","v":"Shl"},{"$f":"INDEX(WDWE_Ar,D8953)","v":"WD"},5,2,20,"L",59.760000000000005,157.25385747822907,91.308602701091701,45.7632022741318,"R"]
[{"$f":"INDEX(Seas_Ar,C8964)","v":"Shl"},{"$f":"INDEX(WDWE_Ar,D8964)","v":"WD"},5,3,7,"L",47.75,44.712448175425763,67.092844523105597,45.7632022741318,"R"]
[{"$f":"INDEX(Seas_Ar,C8969)","v":"Shl"},{"$f":"INDEX(WDWE_Ar,D8969)","v":"WD"},5,3,12,"L",49.094999999999999,54.20906245512186,72.497430629439293,10.755360249891201,"R"]
[{"$f":"INDEX(Seas_Ar,C8984)","v":"Shl"},{"$f":"INDEX(WDWE_Ar,D8984)","v":"WD"},5,4,3,"L",45,53.304178776211721,37.762199724483402,56.5689598331832,"R"]
[{"$f":"INDEX(Seas_Ar,C8990)","v":"Shl"},{"$f":"INDEX(WDWE_Ar,D8990)","v":"WD"},5,4,9,"L",58.66,66.849447866701638,72.497430629439293,45.7632022741318,"R"]
[{"$f":"INDEX(Seas_Ar,C8999)","v":"Shl"},{"$f":"INDEX(WDWE_Ar,D8999)","v":"WD"},5,4,18,"L",47.13,70.954074863819798,74.375547909808105,70.0055980497836,"R"]
[{"$f":"INDEX(Seas_Ar,C9014)","v":"Shl"},{"$f":"INDEX(WDWE_Ar,D9014)","v":"WD"},5,5,9,"L",51.84,47.669645352894975,74.705219743280395,85.669919224576901,"R"]
[{"$f":"INDEX(Seas_Ar,C9025)","v":"Shl"},{"$f":"INDEX(WDWE_Ar,D9025)","v":"WD"},5,5,20,"L",50.819999999999993,98.940168025989067,89.700212070622399,281.67552699134802,"R"]
[{"$f":"INDEX(Seas_Ar,C9030)","v":"Shl"},{"$f":"INDEX(WDWE_Ar,D9030)","v":"WE"},5,6,1,"L",38.18,77.894625968037772,38.141820796422898,90.145441757497693,"R"]
[{"$f":"INDEX(Seas_Ar,C9041)","v":"Shl"},{"$f":"INDEX(WDWE_Ar,D9041)","v":"WE"},5,6,12,"L",42.82,57.082301353104569,39.070891113266903,49.956482187767001,"R"]
[{"$f":"INDEX(Seas_Ar,C9048)","v":"Shl"},{"$f":"INDEX(WDWE_Ar,D9048)","v":"WE"},5,6,19,"L",53.91,103.50190121142266,72.217711845316899,281.67552699134802,"R"]
[{"$f":"INDEX(Seas_Ar,C9060)","v":"Shl"},{"$f":"INDEX(WDWE_Ar,D9060)","v":"WE"},5,7,7,"L",28.395,65.375513626827399,41.538422364549596,10.0800001621246,"R"]
[{"$f":"INDEX(Seas_Ar,C9071)","v":"Shl"},{"$f":"INDEX(WDWE_Ar,D9071)","v":"WE"},5,7,18,"L",43.05,71.177963609117157,75.714211890377996,63.705601793670603,"R"]
[{"$f":"INDEX(Seas_Ar,C9076)","v":"Shl"},{"$f":"INDEX(WDWE_Ar,D9076)","v":"WE"},5,7,23,"L",49.11,72.166805567513805,55.844102244043299,42.225120063905699,"R"]
[{"$f":"INDEX(Seas_Ar,C9087)","v":"Shl"},{"$f":"INDEX(WDWE_Ar,D9087)","v":"WD"},5,1,10,"L",86.734999999999999,102.0078257592868,73.056868197684196,48.444482163448299,"R"]
[{"$f":"INDEX(Seas_Ar,C9102)","v":"Shl"},{"$f":"INDEX(WDWE_Ar,D9102)","v":"WD"},5,2,1,"L",32.835000000000001,28.532834450147352,37.622340332422198,10.0800001621246,"R"]
[{"$f":"INDEX(Seas_Ar,C9107)","v":"Shl"},{"$f":"INDEX(WDWE_Ar,D9107)","v":"WD"},5,2,6,"L",15.200000000000001,24.490276625138684,37.622340332422198,10.0800001621246,"R"]
[{"$f":"INDEX(Seas_Ar,C9123)","v":"Shl"},{"$f":"INDEX(WDWE_Ar,D9123)","v":"WD"},5,2,22,"L",20.405000000000001,68.796904314145166,57.002942106542598,49.654079106731302,"R"]
[{"$f":"INDEX(Seas_Ar,C9132)","v":"Shl"},{"$f":"INDEX(WDWE_Ar,D9132)","v":"WD"},5,3,7,"L",0.55500000000000005,55.779611632535449,57.682262420167902,48.000959695377297,"R"]
[{"$f":"INDEX(Seas_Ar,C9137)","v":"Shl"},{"$f":"INDEX(WDWE_Ar,D9137)","v":"WD"},5,3,12,"L",82.295000000000002,19.563521757190863,57.682262420167902,22.952160830583502,"R"]
[{"$f":"INDEX(Seas_Ar,C9148)","v":"Shl"},{"$f":"INDEX(WDWE_Ar,D9148)","v":"WD"},5,3,23,"L",49.67,53.428982402890441,36.243719247608098,45.7632022741318,"R"]
[{"$f":"INDEX(Seas_Ar,C9163)","v":"Shl"},{"$f":"INDEX(WDWE_Ar,D9163)","v":"WD"},5,4,14,"L",9.06,72.657676159346991,38.061898966169302,10.0800001621246,"R"]
[{"$f":"INDEX(Seas_Ar,C9174)","v":"Shl"},{"$f":"INDEX(WDWE_Ar,D9174)","v":"WD"},5,5,1,"L",4.68,53.189819545223081,9.9900001287460292,22.095360432281399,"R"]
[{"$f":"INDEX(Seas_Ar,C9181)","v":"Shl"},{"$f":"INDEX(WDWE_Ar,D9181)","v":"WD"},5,5,8,"L",21.84,33.113805950173564,21.978000283241201,45.7632022741318,"R"]
[{"$f":"INDEX(Seas_Ar,C9193)","v":"Shl"},{"$f":"INDEX(WDWE_Ar,D9193)","v":"WD"},5,5,20,"L",58.924999999999997,60.084543070548115,61.758180491037301,90.145441757497693,"R"]
[{"$f":"INDEX(Seas_Ar,C9194)","v":"Shl"},{"$f":"INDEX(WDWE_Ar,D9194)","v":"WD"},5,5,21,"L",34.185000000000002,24.53810919667216,45.294660736169803,88.169762648572899,"R"]
[{"$f":"INDEX(Seas_Ar,C9209)","v":"Shl"},{"$f":"INDEX(WDWE_Ar,D9209)","v":"WE"},5,6,12,"L",67.115000000000009,49.076218393344305,39.570391119704198,45.7632022741318,"R"]
[{"$f":"INDEX(Seas_Ar,C9214)","v":"Shl"},{"$f":"INDEX(WDWE_Ar,D9214)","v":"WE"},5,6,17,"L",44.900000000000006,4.2160995194504931,62.427512481322303,90.145441757497693,"R"]
[{"$f":"INDEX(Seas_Ar,C9225)","v":"Shl"},{"$f":"INDEX(WDWE_Ar,D9225)","v":"WE"},5,7,4,"L",9.2349999999999994,4.0999347028691992E-2,29.7801898502683,58.181762166252099,"R"]
[{"$f":"INDEX(Seas_Ar,C9239)","v":"Shl"},{"$f":"INDEX(WDWE_Ar,D9239)","v":"WE"},5,7,18,"L",22.78,75.151803103592414,72.777149413561801,281.67552699134802,"R"]
[{"$f":"INDEX(Seas_Ar,C9250)","v":"Win"},{"$f":"INDEX(WDWE_Ar,D9250)","v":"WD"},6,1,5,"L",242.785,288.62062695917587,120.8390406427,279.16561679472898,"R"]
[{"$f":"INDEX(Seas_Ar,C9255)","v":"Win"},{"$f":"INDEX(WDWE_Ar,D9255)","v":"WD"},6,1,10,"L",231.005,274.61666878392168,637.82157017060297,279.70991465504602,"R"]
[{"$f":"INDEX(Seas_Ar,C9270)","v":"Win"},{"$f":"INDEX(WDWE_Ar,D9270)","v":"WD"},6,2,1,"L",197.91000000000003,235.27363009037009,614.40500742985705,285.59663105831999,"R"]
[{"$f":"INDEX(Seas_Ar,C9281)","v":"Win"},{"$f":"INDEX(WDWE_Ar,D9281)","v":"WD"},6,2,12,"L",260.63499999999999,309.84054660504069,865.62351139985503,281.67552699134802,"R"]
[{"$f":"INDEX(Seas_Ar,C9286)","v":"Win"},{"$f":"INDEX(WDWE_Ar,D9286)","v":"WD"},6,2,17,"L",258.51499999999999,307.32030964990156,1008.44057519109,687.66771320874204,"R"]
[{"$f":"INDEX(Seas_Ar,C9297)","v":"Win"},{"$f":"INDEX(WDWE_Ar,D9297)","v":"WD"},6,3,4,"L",249.9,297.07887504210743,136.31354870803301,281.67552699134802,"R"]
[{"$f":"INDEX(Seas_Ar,C9305)","v":"Win"},{"$f":"INDEX(WDWE_Ar,D9305)","v":"WD"},6,3,12,"L",260.32000000000005,309.46607743481962,507.26222556199502,271.57537790311801,"R"]
[{"$f":"INDEX(Seas_Ar,C9316)","v":"Win"},{"$f":"INDEX(WDWE_Ar,D9316)","v":"WD"},6,3,23,"L",328.33500000000004,390.32169842717229,426.64294281525099,283.63104948373802,"R"]
[{"$f":"INDEX(Seas_Ar,C9327)","v":"Win"},{"$f":"INDEX(WDWE_Ar,D9327)","v":"WD"},6,4,10,"L",265.20000000000005,315.26737759570591,593.90550765395096,281.67552699134802,"R"]
[{"$f":"INDEX(Seas_Ar,C9332)","v":"Win"},{"$f":"INDEX(WDWE_Ar,D9332)","v":"WD"},6,4,15,"L",257.32,305.89970438509437,504.824663091616,281.67552699134802,"R"]
[{"$f":"INDEX(Seas_Ar,C9347)","v":"Win"},{"$f":"INDEX(WDWE_Ar,D9347)","v":"WD"},6,5,6,"L",232.185,276.01944218348024,42.327629478449801,281.67552699134802,"R"]
[{"$f":"INDEX(Seas_Ar,C9358)","v":"Win"},{"$f":"INDEX(WDWE_Ar,D9358)","v":"WD"},6,5,17,"L",252.42000000000002,300.0746284038766,511.048444147167,330.35185638752898,"R"]
[{"$f":"INDEX(Seas_Ar,C9363)","v":"Win"},{"$f":"INDEX(WDWE_Ar,D9363)","v":"WD"},6,5,22,"L",310.52999999999997,369.15527437705327,511.048444147167,281.67552699134802,"R"]
[{"$f":"INDEX(Seas_Ar,C9373)","v":"Win"},{"$f":"INDEX(WDWE_Ar,D9373)","v":"WE"},6,6,8,"L",254.625,302.6959125954246,88.5213917505598,10.0800001621246,"R"]
[{"$f":"INDEX(Seas_Ar,C9388)","v":"Win"},{"$f":"INDEX(WDWE_Ar,D9388)","v":"WE"},6,6,23,"L",256.67,305.12699022432059,88.5213917505598,279.15552695081698,"R"]
[{"$f":"INDEX(Seas_Ar,C9393)","v":"Win"},{"$f":"INDEX(WDWE_Ar,D9393)","v":"WE"},6,7,4,"L",200.05500000000001,237.82358682092357,52.007942042169503,243.038884524221,"R"]
[{"$f":"INDEX(Seas_Ar,C9404)","v":"Win"},{"$f":"INDEX(WDWE_Ar,D9404)","v":"WE"},6,7,15,"L",243.98000000000002,290.04123222398312,85.544368358616794,207.79919718985499,"R"]
[{"$f":"INDEX(Seas_Ar,C9419)","v":"Win"},{"$f":"INDEX(WDWE_Ar,D9419)","v":"WD"},6,1,6,"L",136.44,237.90499999999997,52.937012359013501,235.136168088522,"R"]
[{"$f":"INDEX(Seas_Ar,C9425)","v":"Win"},{"$f":"INDEX(WDWE_Ar,D9425)","v":"WD"},6,1,12,"L",253.37,298.39,68.891039973220799,193.59648065282801,"R"]
[{"$f":"INDEX(Seas_Ar,C9434)","v":"Win"},{"$f":"INDEX(WDWE_Ar,D9434)","v":"WD"},6,1,21,"L",277.15499999999997,260.53999999999996,83.056860460653297,279.70991465504602,"R"]
[{"$f":"INDEX(Seas_Ar,C9449)","v":"Win"},{"$f":"INDEX(WDWE_Ar,D9449)","v":"WD"},6,2,12,"L",262.38499999999999,371.94499999999999,70.169758770217797,281.67552699134802,"R"]
[{"$f":"INDEX(Seas_Ar,C9450)","v":"Win"},{"$f":"INDEX(WDWE_Ar,D9450)","v":"WD"},6,2,13,"L",273.17,402.74,70.169758770217797,281.67552699134802,"R"]
[{"$f":"INDEX(Seas_Ar,C9465)","v":"Win"},{"$f":"INDEX(WDWE_Ar,D9465)","v":"WD"},6,3,4,"L",99.314999999999998,270.77999999999997,28.501471053271299,279.16561679472898,"R"]
[{"$f":"INDEX(Seas_Ar,C9470)","v":"Win"},{"$f":"INDEX(WDWE_Ar,D9470)","v":"WD"},6,3,9,"L",247.99,300.3,89.330579322023297,281.67552699134802,"R"]
[{"$f":"INDEX(Seas_Ar,C9481)","v":"Win"},{"$f":"INDEX(WDWE_Ar,D9481)","v":"WD"},6,3,20,"L",253.58999999999997,365.45499999999998,105.7341577042,283.93343718391401,"R"]
[{"$f":"INDEX(Seas_Ar,C9496)","v":"Win"},{"$f":"INDEX(WDWE_Ar,D9496)","v":"WD"},6,4,11,"L",237.42000000000002,290.66499999999996,123.686189155039,265.184630730018,"R"]
[{"$f":"INDEX(Seas_Ar,C9506)","v":"Win"},{"$f":"INDEX(WDWE_Ar,D9506)","v":"WD"},6,4,21,"L",404.755,261.36,139.969892413601,281.67552699134802,"R"]
[{"$f":"INDEX(Seas_Ar,C9511)","v":"Win"},{"$f":"INDEX(WDWE_Ar,D9511)","v":"WD"},6,5,2,"L",198.32499999999999,292.59500000000003,69.920008766999203,278.32895955471002,"R"]
[{"$f":"INDEX(Seas_Ar,C9526)","v":"Win"},{"$f":"INDEX(WDWE_Ar,D9526)","v":"WD"},6,5,17,"L",255.54499999999999,240.67500000000001,184.28553359445999,461.80514219320298,"R"]
[{"$f":"INDEX(Seas_Ar,C9537)","v":"Win"},{"$f":"INDEX(WDWE_Ar,D9537)","v":"WE"},6,6,4,"L",199.26999999999998,287.55500000000001,65.194742974290804,188.86895811585401,"R"]
[{"$f":"INDEX(Seas_Ar,C9542)","v":"Win"},{"$f":"INDEX(WDWE_Ar,D9542)","v":"WE"},6,6,9,"L",223.57499999999999,294.39999999999998,77.622297951650495,279.16561679472898,"R"]
[{"$f":"INDEX(Seas_Ar,C9554)","v":"Win"},{"$f":"INDEX(WDWE_Ar,D9554)","v":"WE"},6,6,21,"L",299.16500000000002,269.69499999999999,97.602298209142603,281.67552699134802,"R"]
[{"$f":"INDEX(Seas_Ar,C9567)","v":"Win"},{"$f":"INDEX(WDWE_Ar,D9567)","v":"WE"},6,7,10,"L",238.74,271.28999999999996,111.138751432299,271.57537790311801,"R"]
[{"$f":"INDEX(Seas_Ar,C9572)","v":"Win"},{"$f":"INDEX(WDWE_Ar,D9572)","v":"WE"},6,7,15,"L",252.36500000000001,230.285,79.800118284587796,216.39743609767899,"R"]
[{"$f":"INDEX(Seas_Ar,C9583)","v":"Win"},{"$f":"INDEX(WDWE_Ar,D9583)","v":"WD"},6,5,2,"L",138.23500000000001,204.71,25.7642112466478,221.31648109867001,"R"]
[{"$f":"INDEX(Seas_Ar,C9588)","v":"Win"},{"$f":"INDEX(WDWE_Ar,D9588)","v":"WD"},6,5,7,"L",48.435000000000002,248.51,65.344594500575099,221.31648109867001,"R"]
[{"$f":"INDEX(Seas_Ar,C9603)","v":"Win"},{"$f":"INDEX(WDWE_Ar,D9603)","v":"WD"},6,5,22,"L",133.51,202.745,84.944969875244993,271.57537790311801,"R"]
[{"$f":"INDEX(Seas_Ar,C9616)","v":"Win"},{"$f":"INDEX(WDWE_Ar,D9616)","v":"WE"},6,6,11,"L",155.71,207.69499999999999,81.138782265157701,281.67552699134802,"R"]
[{"$f":"INDEX(Seas_Ar,C9618)","v":"Win"},{"$f":"INDEX(WDWE_Ar,D9618)","v":"WE"},6,6,13,"L",175.86500000000001,243.13499999999999,67.052883607978799,281.67552699134802,"R"]
[{"$f":"INDEX(Seas_Ar,C9629)","v":"Win"},{"$f":"INDEX(WDWE_Ar,D9629)","v":"WE"},6,6,24,"L",110.22,220.45499999999998,67.052883607978799,279.16561679472898,"R"]
[{"$f":"INDEX(Seas_Ar,C9644)","v":"Win"},{"$f":"INDEX(WDWE_Ar,D9644)","v":"WE"},7,7,15,"L",79.889999999999986,272.91999999999996,87.832079302711406,105.003359843149,"R"]
[{"$f":"INDEX(Seas_Ar,C9649)","v":"Win"},{"$f":"INDEX(WDWE_Ar,D9649)","v":"WE"},7,7,20,"L",244.83999999999997,285.60000000000002,369.10053597626199,236.46672011187499,"R"]
[{"$f":"INDEX(Seas_Ar,C9660)","v":"Win"},{"$f":"INDEX(WDWE_Ar,D9660)","v":"WD"},7,1,7,"L",60.849999999999994,282.17500000000001,107.04285290386601,121.252322873048,"R"]
[{"$f":"INDEX(Seas_Ar,C9674)","v":"Win"},{"$f":"INDEX(WDWE_Ar,D9674)","v":"WD"},7,1,21,"L",238.81,349.41499999999996,129.96990777239799,183.718077417774,"R"]
[{"$f":"INDEX(Seas_Ar,C9679)","v":"Win"},{"$f":"INDEX(WDWE_Ar,D9679)","v":"WD"},7,2,2,"L",136.60000000000002,292.03999999999996,51.938012346138898,120.657598864459,"R"]
[{"$f":"INDEX(Seas_Ar,C9690)","v":"Win"},{"$f":"INDEX(WDWE_Ar,D9690)","v":"WD"},7,2,13,"L",228.48500000000001,246.48500000000001,78.691227660555796,77.8982400224304,"R"]
[{"$f":"INDEX(Seas_Ar,C9705)","v":"Win"},{"$f":"INDEX(WDWE_Ar,D9705)","v":"WD"},7,3,4,"L",105.36499999999999,254.76500000000001,9.9900001287460292,279.15552695081698,"R"]
[{"$f":"INDEX(Seas_Ar,C9706)","v":"Win"},{"$f":"INDEX(WDWE_Ar,D9706)","v":"WD"},7,3,5,"L",91.77,260.19,9.9900001287460292,279.15552695081698,"R"]
[{"$f":"INDEX(Seas_Ar,C9721)","v":"Win"},{"$f":"INDEX(WDWE_Ar,D9721)","v":"WD"},7,3,20,"L",297.88499999999999,295.435,61.558379726285899,340.88543809991802,"R"]
[{"$f":"INDEX(Seas_Ar,C9726)","v":"Win"},{"$f":"INDEX(WDWE_Ar,D9726)","v":"WD"},7,4,1,"L",152.34,285.43,9.9900001287460292,217.48607796089101,"R"]
[{"$f":"INDEX(Seas_Ar,C9740)","v":"Win"},{"$f":"INDEX(WDWE_Ar,D9740)","v":"WD"},7,4,15,"L",234.42500000000001,250.54500000000002,16.933050980400999,279.15552695081698,"R"]
[{"$f":"INDEX(Seas_Ar,C9751)","v":"Win"},{"$f":"INDEX(WDWE_Ar,D9751)","v":"WD"},6,1,2,"L",60.75,71.583761115271372,62.787149284815698,212.8896003479,"R"]
[{"$f":"INDEX(Seas_Ar,C9756)","v":"Win"},{"$f":"INDEX(WDWE_Ar,D9756)","v":"WD"},6,1,7,"L",33.49,103.76282449050971,85.734180800027801,249.06672031453101,"R"]
[{"$f":"INDEX(Seas_Ar,C9767)","v":"Win"},{"$f":"INDEX(WDWE_Ar,D9767)","v":"WD"},6,1,18,"L",203.43,174.71719644676395,381.22838027928799,705.60001134872402,"R"]
[{"$f":"INDEX(Seas_Ar,C9782)","v":"Win"},{"$f":"INDEX(WDWE_Ar,D9782)","v":"WD"},6,2,9,"L",210.93,284.88498120256565,154.77506467776701,281.67552699134802,"R"]
[{"$f":"INDEX(Seas_Ar,C9793)","v":"Win"},{"$f":"INDEX(WDWE_Ar,D9793)","v":"WD"},6,2,20,"L",209.89499999999998,215.13385322678528,193.316487003693,290.67695975331299,"R"]
[{"$f":"INDEX(Seas_Ar,C9798)","v":"Win"},{"$f":"INDEX(WDWE_Ar,D9798)","v":"WD"},6,3,1,"L",63.96,198.09098207771368,76.413508850684096,271.57537790311801,"R"]
[{"$f":"INDEX(Seas_Ar,C9812)","v":"Win"},{"$f":"INDEX(WDWE_Ar,D9812)","v":"WD"},6,3,15,"L",170.06,152.41090419336288,150.50934559813501,281.67552699134802,"R"]
[{"$f":"INDEX(Seas_Ar,C9823)","v":"Win"},{"$f":"INDEX(WDWE_Ar,D9823)","v":"WD"},6,4,2,"L",80.864999999999995,210.91941405415099,93.196712115683496,279.15552695081698,"R"]
[{"$f":"INDEX(Seas_Ar,C9828)","v":"Win"},{"$f":"INDEX(WDWE_Ar,D9828)","v":"WD"},6,4,7,"L",48.305,277.3755046680181,139.48037691962199,281.67552699134802,"R"]
[{"$f":"INDEX(Seas_Ar,C9839)","v":"Win"},{"$f":"INDEX(WDWE_Ar,D9839)","v":"WD"},6,4,18,"L",141.47,349.52077964084401,191.90790857062299,705.60001134872402,"R"]
[{"$f":"INDEX(Seas_Ar,C9844)","v":"Win"},{"$f":"INDEX(WDWE_Ar,D9844)","v":"WD"},6,4,23,"L",181.755,222.39034000133566,139.48037691962199,281.67552699134802,"R"]
[{"$f":"INDEX(Seas_Ar,C9856)","v":"Win"},{"$f":"INDEX(WDWE_Ar,D9856)","v":"WD"},6,5,11,"L",204.77999999999997,112.48171548748228,194.115690062699,120.58703917094201,"R"]
[{"$f":"INDEX(Seas_Ar,C9869)","v":"Win"},{"$f":"INDEX(WDWE_Ar,D9869)","v":"WD"},6,5,24,"L",87.074999999999989,75.680961130833836,103.84604828960801,182.70000293850899,"R"]
[{"$f":"INDEX(Seas_Ar,C9874)","v":"Win"},{"$f":"INDEX(WDWE_Ar,D9874)","v":"WE"},6,6,5,"L",60.81,88.90430395214463,10.139849749588899,70.116478666801399,"R"]
[{"$f":"INDEX(Seas_Ar,C9889)","v":"Win"},{"$f":"INDEX(WDWE_Ar,D9889)","v":"WE"},6,6,20,"L",201.03,116.86892815474869,196.383424360113,151.976166750993,"R"]
[{"$f":"INDEX(Seas_Ar,C9900)","v":"Win"},{"$f":"INDEX(WDWE_Ar,D9900)","v":"WE"},7,7,7,"L",60.575000000000003,105.66950341341455,26.293680033988899,45.178560419025402,"R"]
[{"$f":"INDEX(Seas_Ar,C9905)","v":"Win"},{"$f":"INDEX(WDWE_Ar,D9905)","v":"WE"},7,7,12,"L",91.949999999999989,143.17986319444503,89.500407494988394,45.178560419025402,"R"]
[{"$f":"INDEX(Seas_Ar,C9916)","v":"Win"},{"$f":"INDEX(WDWE_Ar,D9916)","v":"WE"},7,7,23,"L",209.35499999999999,134.77566677698107,89.500407494988394,101.22335978235201,"R"]
[{"$f":"INDEX(Seas_Ar,C9931)","v":"Win"},{"$f":"INDEX(WDWE_Ar,D9931)","v":"WD"},6,1,14,"L",94.704999999999998,152.34466763616263,97.862040346584294,85.155844753417995,"R"]
[{"$f":"INDEX(Seas_Ar,C9935)","v":"Win"},{"$f":"INDEX(WDWE_Ar,D9935)","v":"WD"},6,1,18,"L",103.52000000000001,141.15032573239728,381.98763004493202,205.964645158395,"R"]
[{"$f":"INDEX(Seas_Ar,C9946)","v":"Win"},{"$f":"INDEX(WDWE_Ar,D9946)","v":"WD"},6,2,5,"L",69.615000000000009,127.80889921751438,67.712219653158101,188.314570411625,"R"]
[{"$f":"INDEX(Seas_Ar,C9961)","v":"Win"},{"$f":"INDEX(WDWE_Ar,D9961)","v":"WD"},6,2,20,"L",131.23500000000001,150.02548845697845,111.138751432299,281.67552699134802,"R"]
[{"$f":"INDEX(Seas_Ar,C9962)","v":"Win"},{"$f":"INDEX(WDWE_Ar,D9962)","v":"WD"},6,2,21,"L",129.04000000000002,148.67331685074035,111.138751432299,281.67552699134802,"R"]
[{"$f":"INDEX(Seas_Ar,C9977)","v":"Win"},{"$f":"INDEX(WDWE_Ar,D9977)","v":"WD"},6,3,12,"L",143.97499999999999,138.72461182060039,111.818071745924,190.29024183012001,"R"]
[{"$f":"INDEX(Seas_Ar,C9989)","v":"Win"},{"$f":"INDEX(WDWE_Ar,D9989)","v":"WD"},6,3,24,"L",140.065,133.17661074530818,101.018884045715,191.01600307226099,"R"]
[{"$f":"INDEX(Seas_Ar,C9992)","v":"Win"},{"$f":"INDEX(WDWE_Ar,D9992)","v":"WD"},6,4,3,"L",97.17,127.5466598756985,74.285641567096704,58.947840486678999,"R"]
[{"$f":"INDEX(Seas_Ar,C10007)","v":"Win"},{"$f":"INDEX(WDWE_Ar,D10007)","v":"WD"},6,4,18,"L",95.914999999999992,129.55442983647634,374.23538018916503,281.67552699134802,"R"]
[{"$f":"INDEX(Seas_Ar,C10012)","v":"Win"},{"$f":"INDEX(WDWE_Ar,D10012)","v":"WD"},6,4,23,"L",138.66,141.75675421034649,109.85004050107899,279.15552695081698,"R"]
[{"$f":"INDEX(Seas_Ar,C10023)","v":"Win"},{"$f":"INDEX(WDWE_Ar,D10023)","v":"WD"},6,5,10,"L",164.965,164.26836270935343,118.07181396061399,194.07024189091601,"R"]
[{"$f":"INDEX(Seas_Ar,C10038)","v":"Win"},{"$f":"INDEX(WDWE_Ar,D10038)","v":"WE"},6,6,1,"L",85.614999999999995,129.9559838286319,59.6103289390039,183.85919680480899,"R"]
[{"$f":"INDEX(Seas_Ar,C10042)","v":"Win"},{"$f":"INDEX(WDWE_Ar,D10042)","v":"WE"},6,6,5,"L",55.254999999999995,117.52420003067286,64.745188395438106,183.85919680480899,"R"]
[{"$f":"INDEX(Seas_Ar,C10053)","v":"Win"},{"$f":"INDEX(WDWE_Ar,D10053)","v":"WE"},6,6,16,"L",81.92,122.01504875926979,71.538391531691502,124.53840507922099,"R"]
[{"$f":"INDEX(Seas_Ar,C10068)","v":"Win"},{"$f":"INDEX(WDWE_Ar,D10068)","v":"WE"},6,7,7,"L",83.875,108.54250257347897,92.907001197338104,121.89744226819001,"R"]
[{"$f":"INDEX(Seas_Ar,C10079)","v":"Win"},{"$f":"INDEX(WDWE_Ar,D10079)","v":"WE"},6,7,18,"L",93.085000000000008,129.35775033011444,106.25364197908399,203.48495835093399,"R"]
[{"$f":"INDEX(Seas_Ar,C10084)","v":"Win"},{"$f":"INDEX(WDWE_Ar,D10084)","v":"WE"},6,7,23,"L",97.72,124.46534760936193,92.907001197338104,179.36352534578299,"R"]
[{"$f":"INDEX(Seas_Ar,C10099)","v":"Win"},{"$f":"INDEX(WDWE_Ar,D10099)","v":"WD"},6,1,14,"L",83.314999999999998,82.632292725498019,70.129797855090999,144.34559924545201,"R"]
[{"$f":"INDEX(Seas_Ar,C10100)","v":"Win"},{"$f":"INDEX(WDWE_Ar,D10100)","v":"WD"},6,1,15,"L",85.965000000000003,84.329966101551307,68.691243019351901,229.370406765317,"R"]
[{"$f":"INDEX(Seas_Ar,C10114)","v":"Win"},{"$f":"INDEX(WDWE_Ar,D10114)","v":"WD"},6,2,5,"L",71.355000000000004,65.629440913025931,45.1647896674489,10.0800001621246,"R"]
[{"$f":"INDEX(Seas_Ar,C10125)","v":"Win"},{"$f":"INDEX(WDWE_Ar,D10125)","v":"WD"},6,2,16,"L",78.555000000000007,157.6172198431745,74.095829125685597,10.0800001621246,"R"]
[{"$f":"INDEX(Seas_Ar,C10130)","v":"Win"},{"$f":"INDEX(WDWE_Ar,D10130)","v":"WD"},6,2,21,"L",107.69,127.21058377546326,96.333571546368603,249.500168319549,"R"]
[{"$f":"INDEX(Seas_Ar,C10145)","v":"Win"},{"$f":"INDEX(WDWE_Ar,D10145)","v":"WD"},6,3,12,"L",92.534999999999997,99.41575290168015,67.092844523105597,166.21919652109099,"R"]
[{"$f":"INDEX(Seas_Ar,C10156)","v":"Win"},{"$f":"INDEX(WDWE_Ar,D10156)","v":"WD"},6,3,23,"L",99.60499999999999,161.87446230927733,67.022907205309806,237.928317059211,"R"]
[{"$f":"INDEX(Seas_Ar,C10161)","v":"Win"},{"$f":"INDEX(WDWE_Ar,D10161)","v":"WD"},6,4,4,"L",73.405000000000001,115.96415061040875,62.787149284815698,155.94768927580799,"R"]
[{"$f":"INDEX(Seas_Ar,C10175)","v":"Win"},{"$f":"INDEX(WDWE_Ar,D10175)","v":"WD"},6,4,18,"L",105.11,83.347927348634329,360.619035622816,264.69072056582399,"R"]
[{"$f":"INDEX(Seas_Ar,C10186)","v":"Win"},{"$f":"INDEX(WDWE_Ar,D10186)","v":"WD"},6,5,5,"L",68.015000000000001,27.695582276413838,62.757180503911897,74.632322123222295,"R"]
[{"$f":"INDEX(Seas_Ar,C10191)","v":"Win"},{"$f":"INDEX(WDWE_Ar,D10191)","v":"WD"},6,5,10,"L",90.289999999999992,114.44930359793044,100.65924343133899,165.86640574393201,"R"]
[{"$f":"INDEX(Seas_Ar,C10202)","v":"Win"},{"$f":"INDEX(WDWE_Ar,D10202)","v":"WD"},6,5,21,"L",77.335000000000008,152.3988330657061,111.138751432299,279.15552695081698,"R"]
[{"$f":"INDEX(Seas_Ar,C10217)","v":"Win"},{"$f":"INDEX(WDWE_Ar,D10217)","v":"WE"},6,6,12,"L",71.985000000000014,130.36042083934058,70.839094571385402,10.0800001621246,"R"]
[{"$f":"INDEX(Seas_Ar,C10222)","v":"Win"},{"$f":"INDEX(WDWE_Ar,D10222)","v":"WE"},6,6,17,"L",47.3,187.02092271641732,96.573329415364199,230.106242470512,"R"]
[{"$f":"INDEX(Seas_Ar,C10233)","v":"Win"},{"$f":"INDEX(WDWE_Ar,D10233)","v":"WE"},7,7,4,"L",40.034999999999997,143.51869540635047,60.229711690821603,64.965597968721298,"R"]
[{"$f":"INDEX(Seas_Ar,C10237)","v":"Win"},{"$f":"INDEX(WDWE_Ar,D10237)","v":"WE"},7,7,8,"L",5.2799999999999994,141.93071784844219,72.217711845316899,64.965597968721298,"R"]
[{"$f":"INDEX(Seas_Ar,C10248)","v":"Win"},{"$f":"INDEX(WDWE_Ar,D10248)","v":"WE"},7,7,19,"L",76.284999999999997,177.36246710927111,78.301618265275906,252.27216836413299,"R"]
[{"$f":"INDEX(Seas_Ar,C10263)","v":"Win"},{"$f":"INDEX(WDWE_Ar,D10263)","v":"WD"},6,1,10,"L",23.384999999999998,121.49818545169883,134.73512685846799,104.035680750436,"R"]
[{"$f":"INDEX(Seas_Ar,C10268)","v":"Win"},{"$f":"INDEX(WDWE_Ar,D10268)","v":"WD"},6,1,15,"L",31.62,101.76980658785529,134.73512685846799,104.035680750436,"R"]
[{"$f":"INDEX(Seas_Ar,C10279)","v":"Win"},{"$f":"INDEX(WDWE_Ar,D10279)","v":"WD"},6,2,2,"L",30.130000000000003,100.07993873085829,9.9900001287460292,216.60912286866099,"R"]
[{"$f":"INDEX(Seas_Ar,C10291)","v":"Win"},{"$f":"INDEX(WDWE_Ar,D10291)","v":"WD"},6,2,14,"L",45.94,112.68436486422422,129.850017405252,135.89856956857599,"R"]
[{"$f":"INDEX(Seas_Ar,C10298)","v":"Win"},{"$f":"INDEX(WDWE_Ar,D10298)","v":"WD"},6,2,21,"L",215.80500000000001,111.82286360379437,200.33945587471899,281.67552699134802,"R"]
[{"$f":"INDEX(Seas_Ar,C10309)","v":"Win"},{"$f":"INDEX(WDWE_Ar,D10309)","v":"WD"},6,3,8,"L",50.325000000000003,111.98853692310782,196.00379947729101,253.794242851505,"R"]
[{"$f":"INDEX(Seas_Ar,C10324)","v":"Win"},{"$f":"INDEX(WDWE_Ar,D10324)","v":"WD"},6,3,23,"L",108.81,105.10978070521409,129.36051715480301,175.71457020896901,"R"]
[{"$f":"INDEX(Seas_Ar,C10335)","v":"Win"},{"$f":"INDEX(WDWE_Ar,D10335)","v":"WD"},6,4,10,"L",678.04499999999996,115.14295692283557,110.249642030582,80.377919139461397,"R"]
[{"$f":"INDEX(Seas_Ar,C10340)","v":"Win"},{"$f":"INDEX(WDWE_Ar,D10340)","v":"WD"},6,4,15,"L",57.51,121.49155851892628,84.805110483183796,80.377919139461397,"R"]
[{"$f":"INDEX(Seas_Ar,C10355)","v":"Win"},{"$f":"INDEX(WDWE_Ar,D10355)","v":"WD"},6,5,6,"L",49.864999999999995,89.960612387193819,56.213731181759798,152.08704736801101,"R"]
[{"$f":"INDEX(Seas_Ar,C10357)","v":"Win"},{"$f":"INDEX(WDWE_Ar,D10357)","v":"WD"},6,5,8,"L",56.545000000000002,107.55511889828036,110.729157768573,203.17248080684601,"R"]
[{"$f":"INDEX(Seas_Ar,C10370)","v":"Win"},{"$f":"INDEX(WDWE_Ar,D10370)","v":"WD"},6,5,21,"L",52.864999999999995,115.48093049423495,149.61023644042899,172.70064462338399,"R"]
[{"$f":"INDEX(Seas_Ar,C10381)","v":"Win"},{"$f":"INDEX(WDWE_Ar,D10381)","v":"WE"},6,6,8,"L",48.695,113.26090801543496,82.797118323211606,48.837601554536803,"R"]
[{"$f":"INDEX(Seas_Ar,C10386)","v":"Win"},{"$f":"INDEX(WDWE_Ar,D10386)","v":"WE"},6,6,13,"L",49.41,127.08468977894778,49.570379571790603,48.837601554536803,"R"]
[{"$f":"INDEX(Seas_Ar,C10401)","v":"Win"},{"$f":"INDEX(WDWE_Ar,D10401)","v":"WE"},6,7,4,"L",46.72,103.27412032722125,53.936012371888097,10.0800001621246,"R"]
[{"$f":"INDEX(Seas_Ar,C10412)","v":"Win"},{"$f":"INDEX(WDWE_Ar,D10412)","v":"WE"},6,7,15,"L",46.019999999999996,52.597965415628543,105.714181057519,27.084961281576099,"R"]
[{"$f":"INDEX(Seas_Ar,C10415)","v":"Win"},{"$f":"INDEX(WDWE_Ar,D10415)","v":"WE"},6,7,18,"L",57.945,59.576125625110315,188.24156510906599,107.654404807663,"R"]
[{"$f":"INDEX(Seas_Ar,C10431)","v":"Win"},{"$f":"INDEX(WDWE_Ar,D10431)","v":"WD"},6,1,10,"L",53.86,87.423017839648466,89.600313593688,83.270881954545899,"R"]
[{"$f":"INDEX(Seas_Ar,C10442)","v":"Win"},{"$f":"INDEX(WDWE_Ar,D10442)","v":"WD"},6,1,21,"L",61.575000000000003,120.16236320214358,106.153743502149,94.852799987506799,"R"]
[{"$f":"INDEX(Seas_Ar,C10447)","v":"Win"},{"$f":"INDEX(WDWE_Ar,D10447)","v":"WD"},6,2,2,"L",52.405000000000001,78.493448157077481,72.797133682007797,47.728799229574101,"R"]
[{"$f":"INDEX(Seas_Ar,C10458)","v":"Win"},{"$f":"INDEX(WDWE_Ar,D10458)","v":"WD"},6,2,13,"L",65.334999999999994,119.47547322656121,100.998899777269,10.0800001621246,"R"]
[{"$f":"INDEX(Seas_Ar,C10473)","v":"Win"},{"$f":"INDEX(WDWE_Ar,D10473)","v":"WD"},6,3,4,"L",55.03,74.777011868137009,70.849079083843193,61.4779226806927,"R"]
[{"$f":"INDEX(Seas_Ar,C10482)","v":"Win"},{"$f":"INDEX(WDWE_Ar,D10482)","v":"WD"},6,3,13,"L",60.555,100.8788309402676,107.352540468893,47.275202298450402,"R"]
[{"$f":"INDEX(Seas_Ar,C10488)","v":"Win"},{"$f":"INDEX(WDWE_Ar,D10488)","v":"WD"},6,3,19,"L",80.855000000000004,319.37491696262612,111.818071745924,281.67552699134802,"R"]
[{"$f":"INDEX(Seas_Ar,C10493)","v":"Win"},{"$f":"INDEX(WDWE_Ar,D10493)","v":"WD"},6,3,24,"L",58.674999999999997,78.732052043332416,71.967961842098205,279.15552695081698,"R"]
[{"$f":"INDEX(Seas_Ar,C10504)","v":"Win"},{"$f":"INDEX(WDWE_Ar,D10504)","v":"WD"},6,4,11,"L",58.564999999999998,72.289747114449213,108.04185291674099,131.16095718769,"R"]
[{"$f":"INDEX(Seas_Ar,C10519)","v":"Win"},{"$f":"INDEX(WDWE_Ar,D10519)","v":"WD"},6,5,2,"L",66.89,79.845536845855449,9.9900001287460292,57.980161393966597,"R"]
[{"$f":"INDEX(Seas_Ar,C10524)","v":"Win"},{"$f":"INDEX(WDWE_Ar,D10524)","v":"WD"},6,5,7,"L",51.644999999999996,72.738033203776666,69.610321201972894,56.064959825076997,"R"]
[{"$f":"INDEX(Seas_Ar,C10535)","v":"Win"},{"$f":"INDEX(WDWE_Ar,D10535)","v":"WD"},6,5,18,"L",60.980000000000004,57.272163121979624,110.459431118674,281.67552699134802,"R"]
[{"$f":"INDEX(Seas_Ar,C10549)","v":"Win"},{"$f":"INDEX(WDWE_Ar,D10549)","v":"WE"},6,6,8,"L",50.71,61.733332752867312,61.398539876661197,43.636321624689103,"R"]
[{"$f":"INDEX(Seas_Ar,C10554)","v":"Win"},{"$f":"INDEX(WDWE_Ar,D10554)","v":"WE"},6,6,13,"L",60.254999999999995,86.186615883600183,52.187762349357598,40.269601416730801,"R"]
[{"$f":"INDEX(Seas_Ar,C10565)","v":"Win"},{"$f":"INDEX(WDWE_Ar,D10565)","v":"WE"},6,6,24,"L",57.805,59.231607157588314,9.9900001287460292,83.946240119705095,"R"]
[{"$f":"INDEX(Seas_Ar,C10580)","v":"Win"},{"$f":"INDEX(WDWE_Ar,D10580)","v":"WE"},6,7,15,"L",60.769999999999996,82.752166005688267,10.139849749588899,94.903203064489304,"R"]
[{"$f":"INDEX(Seas_Ar,C10591)","v":"Win"},{"$f":"INDEX(WDWE_Ar,D10591)","v":"WD"},6,1,2,"L",42.064999999999998,69.321445960642478,40.179781737298903,37.003679672307896,"R"]
[{"$f":"INDEX(Seas_Ar,C10596)","v":"Win"},{"$f":"INDEX(WDWE_Ar,D10596)","v":"WD"},6,1,7,"L",46.02,65.542412233948937,60.879059412660503,33.143041609725898,"R"]
[{"$f":"INDEX(Seas_Ar,C10606)","v":"Win"},{"$f":"INDEX(WDWE_Ar,D10606)","v":"WD"},6,1,17,"L",76.474999999999994,102.1252862203345,98.611290356240204,65.278083203239404,"R"]
[{"$f":"INDEX(Seas_Ar,C10611)","v":"Win"},{"$f":"INDEX(WDWE_Ar,D10611)","v":"WD"},6,1,22,"L",50.725000000000001,81.121951967312427,79.140782239408495,65.278083203239404,"R"]
[{"$f":"INDEX(Seas_Ar,C10626)","v":"Win"},{"$f":"INDEX(WDWE_Ar,D10626)","v":"WD"},7,2,13,"L",54.754999999999995,66.051504860342888,81.698219833402604,66.265918912486995,"R"]
[{"$f":"INDEX(Seas_Ar,C10631)","v":"Win"},{"$f":"INDEX(WDWE_Ar,D10631)","v":"WD"},7,2,18,"L",55.739999999999995,64.152197754180847,699.30000901222195,281.67552699134802,"R"]
[{"$f":"INDEX(Seas_Ar,C10642)","v":"Win"},{"$f":"INDEX(WDWE_Ar,D10642)","v":"WD"},7,3,5,"L",25.805,14.156691110877839,31.708260179986901,112.492800271224,"R"]
[{"$f":"INDEX(Seas_Ar,C10657)","v":"Win"},{"$f":"INDEX(WDWE_Ar,D10657)","v":"WD"},7,3,20,"L",61.715000000000003,87.276751283844376,101.29860282983699,281.67552699134802,"R"]
[{"$f":"INDEX(Seas_Ar,C10668)","v":"Win"},{"$f":"INDEX(WDWE_Ar,D10668)","v":"WD"},7,4,7,"L",63.105000000000004,68.864567962596624,88.581329312367401,78.170404333448403,"R"]
[{"$f":"INDEX(Seas_Ar,C10672)","v":"Win"},{"$f":"INDEX(WDWE_Ar,D10672)","v":"WD"},7,4,11,"L",68.795000000000002,72.976469945009271,96.273633984561002,78.170404333448403,"R"]
[{"$f":"INDEX(Seas_Ar,C10687)","v":"Win"},{"$f":"INDEX(WDWE_Ar,D10687)","v":"WD"},7,5,2,"L",61.29,65.483670777057327,34.345621509675901,32.568481908102001,"R"]
[{"$f":"INDEX(Seas_Ar,C10698)","v":"Win"},{"$f":"INDEX(WDWE_Ar,D10698)","v":"WD"},7,5,13,"L",66.594999999999999,88.719180391960563,73.036891551003393,28.990080696983298,"R"]
[{"$f":"INDEX(Seas_Ar,C10703)","v":"Win"},{"$f":"INDEX(WDWE_Ar,D10703)","v":"WD"},7,5,18,"L",48.07,76.520537844136356,114.33554842479199,102.56400164961801,"R"]
[{"$f":"INDEX(Seas_Ar,C10714)","v":"Win"},{"$f":"INDEX(WDWE_Ar,D10714)","v":"WE"},7,6,5,"L",52.980000000000004,74.020762511971213,47.892059245290703,50.490720965890802,"R"]
[{"$f":"INDEX(Seas_Ar,C10726)","v":"Win"},{"$f":"INDEX(WDWE_Ar,D10726)","v":"WE"},7,6,17,"L",28.14,80.312625227916925,72.567360325469906,39.412799095821299,"R"]
[{"$f":"INDEX(Seas_Ar,C10733)","v":"Win"},{"$f":"INDEX(WDWE_Ar,D10733)","v":"WE"},7,6,24,"L",47.445,77.094898755965431,47.892059245290703,39.412799095821299,"R"]
[{"$f":"INDEX(Seas_Ar,C10744)","v":"Win"},{"$f":"INDEX(WDWE_Ar,D10744)","v":"WE"},7,7,11,"L",60.76,78.772293691648059,72.217711845316899,56.831041990718802,"R"]
[{"$f":"INDEX(Seas_Ar,C10749)","v":"Win"},{"$f":"INDEX(WDWE_Ar,D10749)","v":"WE"},7,7,16,"L",36,76.507484187049343,72.217711845316899,73.876322111063004,"R"]
[{"$f":"INDEX(Seas_Ar,C10764)","v":"Win"},{"$f":"INDEX(WDWE_Ar,D10764)","v":"WD"},6,1,7,"L",44.575000000000003,81.292988345760875,57.332610129132199,10.0800001621246,"R"]
[{"$f":"INDEX(Seas_Ar,C10775)","v":"Win"},{"$f":"INDEX(WDWE_Ar,D10775)","v":"WD"},6,1,18,"L",14.79,82.779976362265188,100.109790375552,137.350076672,"R"]
[{"$f":"INDEX(Seas_Ar,C10780)","v":"Win"},{"$f":"INDEX(WDWE_Ar,D10780)","v":"WD"},6,1,23,"L",46.364999999999995,68.86047549472714,47.702250614762299,94.983844911489498,"R"]
[{"$f":"INDEX(Seas_Ar,C10792)","v":"Win"},{"$f":"INDEX(WDWE_Ar,D10792)","v":"WD"},6,2,11,"L",46.805,74.355865990503872,93.216688762364299,51.599519445638599,"R"]
[{"$f":"INDEX(Seas_Ar,C10805)","v":"Win"},{"$f":"INDEX(WDWE_Ar,D10805)","v":"WD"},6,2,24,"L",38.325000000000003,59.990268718014562,47.322629542822803,182.558883551473,"R"]
[{"$f":"INDEX(Seas_Ar,C10810)","v":"Win"},{"$f":"INDEX(WDWE_Ar,D10810)","v":"WD"},6,3,5,"L",26.605,61.089346817169918,33.236730885643901,91.667523935298902,"R"]
[{"$f":"INDEX(Seas_Ar,C10821)","v":"Win"},{"$f":"INDEX(WDWE_Ar,D10821)","v":"WD"},6,3,16,"L",52.655000000000001,76.418253717742445,89.360548102927098,91.667523935298902,"R"]
[{"$f":"INDEX(Seas_Ar,C10836)","v":"Win"},{"$f":"INDEX(WDWE_Ar,D10836)","v":"WD"},6,4,7,"L",26.105,19.906243925290102,56.643301492166501,10.231199780035,"R"]
[{"$f":"INDEX(Seas_Ar,C10847)","v":"Win"},{"$f":"INDEX(WDWE_Ar,D10847)","v":"WD"},6,4,18,"L",52.704999999999998,8.2172250825085147,457.05250564611902,92.090882096404997,"R"]
[{"$f":"INDEX(Seas_Ar,C10850)","v":"Win"},{"$f":"INDEX(WDWE_Ar,D10850)","v":"WD"},6,4,21,"L",61.585000000000001,44.667826982731185,91.678227827925596,30.0182411749458,"R"]
[{"$f":"INDEX(Seas_Ar,C10866)","v":"Win"},{"$f":"INDEX(WDWE_Ar,D10866)","v":"WD"},6,5,13,"L",60.989999999999995,37.142374586161623,56.913031952948501,10.231199780035,"R"]
[{"$f":"INDEX(Seas_Ar,C10867)","v":"Win"},{"$f":"INDEX(WDWE_Ar,D10867)","v":"WD"},6,5,14,"L",57.92,31.685775082119775,70.199727551121597,26.782560123147899,"R"]
[{"$f":"INDEX(Seas_Ar,C10882)","v":"Win"},{"$f":"INDEX(WDWE_Ar,D10882)","v":"WE"},6,6,5,"L",41.650000000000006,8.9219280990257683,54.155789783320401,53.706239633331201,"R"]
[{"$f":"INDEX(Seas_Ar,C10887)","v":"Win"},{"$f":"INDEX(WDWE_Ar,D10887)","v":"WE"},6,6,10,"L",66.180000000000007,86.975868634922946,73.076852466130205,47.295358914985599,"R"]
[{"$f":"INDEX(Seas_Ar,C10898)","v":"Win"},{"$f":"INDEX(WDWE_Ar,D10898)","v":"WE"},6,6,21,"L",56.04,83.019187477963683,85.983930803246494,105.013441996631,"R"]
[{"$f":"INDEX(Seas_Ar,C10908)","v":"Win"},{"$f":"INDEX(WDWE_Ar,D10908)","v":"WE"},6,7,7,"L",15.205,14.598343222898682,38.471488819012599,20.059199938106499,"R"]
[{"$f":"INDEX(Seas_Ar,C10923)","v":"Win"},{"$f":"INDEX(WDWE_Ar,D10923)","v":"WE"},6,7,22,"L",30.630000000000003,61.315627602290135,101.888009178986,190.24992859704901,"R"]
[{"$f":"INDEX(Seas_Ar,C10928)","v":"Win"},{"$f":"INDEX(WDWE_Ar,D10928)","v":"WD"},6,1,3,"L",0.01,2.7332898019127996E-2,42.207750543951903,29.2420807010364,"R"]
[{"$f":"INDEX(Seas_Ar,C10943)","v":"Win"},{"$f":"INDEX(WDWE_Ar,D10943)","v":"WD"},6,1,18,"L",21.2,81.144540994286231,77.082844651851701,202.32576448463399,"R"]
[{"$f":"INDEX(Seas_Ar,C10954)","v":"Win"},{"$f":"INDEX(WDWE_Ar,D10954)","v":"WD"},6,2,5,"L",2.6949999999999998,1.0454833492316458,48.561391235575599,23.8089612288856,"R"]
[{"$f":"INDEX(Seas_Ar,C10959)","v":"Win"},{"$f":"INDEX(WDWE_Ar,D10959)","v":"WD"},6,2,10,"L",55.575000000000003,70.812705543055841,76.992930687374994,23.8089612288856,"R"]
[{"$f":"INDEX(Seas_Ar,C10966)","v":"Win"},{"$f":"INDEX(WDWE_Ar,D10966)","v":"WD"},6,2,17,"L",6.74,58.512901434448246,91.098813612999905,63.120959938564198,"R"]
[{"$f":"INDEX(Seas_Ar,C10984)","v":"Win"},{"$f":"INDEX(WDWE_Ar,D10984)","v":"WD"},6,3,11,"L",12.56,60.631201030930676,69.440493029007897,49.8254411089992,"R"]
[{"$f":"INDEX(Seas_Ar,C10989)","v":"Win"},{"$f":"INDEX(WDWE_Ar,D10989)","v":"WD"},6,3,16,"L",30.994999999999997,36.844746529784537,67.092844523105597,49.8254411089992,"R"]
[{"$f":"INDEX(Seas_Ar,C11000)","v":"Win"},{"$f":"INDEX(WDWE_Ar,D11000)","v":"WD"},6,4,3,"L",42.36,63.289325363290871,38.901059129419302,46.791358906879303,"R"]
[{"$f":"INDEX(Seas_Ar,C11005)","v":"Win"},{"$f":"INDEX(WDWE_Ar,D11005)","v":"WD"},6,4,8,"L",51.465000000000003,69.760388969319422,84.745172921376195,79.894083438320195,"R"]
[{"$f":"INDEX(Seas_Ar,C11020)","v":"Win"},{"$f":"INDEX(WDWE_Ar,D11020)","v":"WD"},6,4,23,"L",64.789999999999992,79.142406214385105,55.934012397637296,79.894083438320195,"R"]
[{"$f":"INDEX(Seas_Ar,C11031)","v":"Win"},{"$f":"INDEX(WDWE_Ar,D11031)","v":"WD"},6,5,10,"L",94.425000000000011,105.7168163134823,72.287641541347497,57.093120303039498,"R"]
[{"$f":"INDEX(Seas_Ar,C11041)","v":"Win"},{"$f":"INDEX(WDWE_Ar,D11041)","v":"WD"},6,5,20,"L",76.169999999999987,109.35209175002632,88.461454188752199,72.293762393226601,"R"]
[{"$f":"INDEX(Seas_Ar,C11046)","v":"Win"},{"$f":"INDEX(WDWE_Ar,D11046)","v":"WE"},6,6,1,"L",51.54,65.462290755811537,38.6413208028602,36.076321503095599,"R"]
[{"$f":"INDEX(Seas_Ar,C11061)","v":"Win"},{"$f":"INDEX(WDWE_Ar,D11061)","v":"WE"},6,6,16,"L",16.465,0.73798824651645589,58.551391364321702,64.471680114097495,"R"]
[{"$f":"INDEX(Seas_Ar,C11066)","v":"Win"},{"$f":"INDEX(WDWE_Ar,D11066)","v":"WE"},6,6,21,"L",17.189999999999998,120.83874214256487,72.497430629439293,271.57537790311801,"R"]
[{"$f":"INDEX(Seas_Ar,C11077)","v":"Win"},{"$f":"INDEX(WDWE_Ar,D11077)","v":"WE"},6,7,8,"L",0.02,8.0153723441092843,68.7911414962864,63.201601785564399,"R"]
[{"$f":"INDEX(Seas_Ar,C11092)","v":"Win"},{"$f":"INDEX(WDWE_Ar,D11092)","v":"WE"},6,7,23,"L",3.2349999999999999,86.925448925331807,72.217711845316899,63.201601785564399,"R"]
[{"$f":"INDEX(Seas_Ar,C11099)","v":"Win"},{"$f":"INDEX(WDWE_Ar,D11099)","v":"WD"},7,1,6,"L",183.41499999999999,109.95083007723525,448.07147479917501,345.49200555682103,"R"]
[{"$f":"INDEX(Seas_Ar,C11107)","v":"Win"},{"$f":"INDEX(WDWE_Ar,D11107)","v":"WD"},7,1,14,"L",202.36500000000001,454.71008100219575,565.89356924363096,317.68128880092598,"R"]
[{"$f":"INDEX(Seas_Ar,C11122)","v":"Win"},{"$f":"INDEX(WDWE_Ar,D11122)","v":"WD"},7,2,5,"L",240.25,195.91614340044441,480.309224726357,516.28753076479904,"R"]
[{"$f":"INDEX(Seas_Ar,C11123)","v":"Win"},{"$f":"INDEX(WDWE_Ar,D11123)","v":"WD"},7,2,6,"L",244.01499999999999,108.93609275293539,614.40500742985705,516.28753076479904,"R"]
[{"$f":"INDEX(Seas_Ar,C11138)","v":"Win"},{"$f":"INDEX(WDWE_Ar,D11138)","v":"WD"},7,2,21,"L",301.82500000000005,470.4340195406831,792.57663533639402,1722.42002770304,"R"]
[{"$f":"INDEX(Seas_Ar,C11143)","v":"Win"},{"$f":"INDEX(WDWE_Ar,D11143)","v":"WD"},7,3,2,"L",283.33500000000004,354.41272547029104,309.91978496943,676.72078627486098,"R"]
[{"$f":"INDEX(Seas_Ar,C11161)","v":"Win"},{"$f":"INDEX(WDWE_Ar,D11161)","v":"WD"},7,3,20,"L",357.42,470.56871918550161,757.36188488256403,1775.96498364237,"R"]
[{"$f":"INDEX(Seas_Ar,C11168)","v":"Win"},{"$f":"INDEX(WDWE_Ar,D11168)","v":"WD"},7,4,3,"L",308.20500000000004,163.2200496148177,178.42140839681599,281.67552699134802,"R"]
[{"$f":"INDEX(Seas_Ar,C11173)","v":"Win"},{"$f":"INDEX(WDWE_Ar,D11173)","v":"WD"},7,4,8,"L",393.57500000000005,133.6400076126605,270.33937885020703,416.01167807776397,"R"]
[{"$f":"INDEX(Seas_Ar,C11184)","v":"Win"},{"$f":"INDEX(WDWE_Ar,D11184)","v":"WD"},7,4,19,"L",469.98500000000001,427.94077158858596,442.36719326203797,630.81648768498405,"R"]
[{"$f":"INDEX(Seas_Ar,C11199)","v":"Win"},{"$f":"INDEX(WDWE_Ar,D11199)","v":"WD"},7,5,10,"L",351.29999999999995,429.72778687651225,564.43500727415005,197.356316406659,"R"]
[{"$f":"INDEX(Seas_Ar,C11210)","v":"Win"},{"$f":"INDEX(WDWE_Ar,D11210)","v":"WD"},7,5,21,"L",308.04000000000002,432.3050400807075,785.82338549350197,237.46464566503499,"R"]
[{"$f":"INDEX(Seas_Ar,C11215)","v":"Win"},{"$f":"INDEX(WDWE_Ar,D11215)","v":"WE"},7,6,2,"L",314.32499999999999,249.4727221803065,162.53729904599101,10.0800001621246,"R"]
[{"$f":"INDEX(Seas_Ar,C11223)","v":"Win"},{"$f":"INDEX(WDWE_Ar,D11223)","v":"WE"},7,6,10,"L",431.2,470.90995828570868,234.814956074881,271.57537790311801,"R"]
[{"$f":"INDEX(Seas_Ar,C11240)","v":"Win"},{"$f":"INDEX(WDWE_Ar,D11240)","v":"WE"},7,7,3,"L",333.70000000000005,341.80483871527326,150.85898645652199,239.95440693554801,"R"]
[{"$f":"INDEX(Seas_Ar,C11245)","v":"Win"},{"$f":"INDEX(WDWE_Ar,D11245)","v":"WE"},7,7,8,"L",355.78,376.02752847551039,174.43539285777501,281.67552699134802,"R"]
[{"$f":"INDEX(Seas_Ar,C11256)","v":"Win"},{"$f":"INDEX(WDWE_Ar,D11256)","v":"WE"},7,7,19,"L",405.73500000000001,466.47384998301726,226.773002922534,313.11504995795201,"R"]
[{"$f":"INDEX(Seas_Ar,C11261)","v":"Win"},{"$f":"INDEX(WDWE_Ar,D11261)","v":"WE"},7,7,24,"L",297.2,435.34027207728582,115.134751483798,281.67552699134802,"R"]
[{"$f":"INDEX(Seas_Ar,C11276)","v":"Win"},{"$f":"INDEX(WDWE_Ar,D11276)","v":"WD"},7,1,15,"L",218.38499999999999,239.70999999999998,184.015799322795,281.67552699134802,"R"]
[{"$f":"INDEX(Seas_Ar,C11285)","v":"Win"},{"$f":"INDEX(WDWE_Ar,D11285)","v":"WD"},7,1,24,"L",208.91499999999999,247.97,179.740080487174,285.59663105831999,"R"]
[{"$f":"INDEX(Seas_Ar,C11291)","v":"Win"},{"$f":"INDEX(WDWE_Ar,D11291)","v":"WD"},7,2,6,"L",116.17,184.70500000000001,162.437408190822,281.67552699134802,"R"]
[{"$f":"INDEX(Seas_Ar,C11306)","v":"Win"},{"$f":"INDEX(WDWE_Ar,D11306)","v":"WD"},7,2,21,"L",232.01,251.26499999999999,409.07053624723397,552.49487412058795,"R"]
[{"$f":"INDEX(Seas_Ar,C11317)","v":"Win"},{"$f":"INDEX(WDWE_Ar,D11317)","v":"WD"},7,3,8,"L",40.445,209.92500000000001,153.17667380328601,302.41009470765101,"R"]
[{"$f":"INDEX(Seas_Ar,C11322)","v":"Win"},{"$f":"INDEX(WDWE_Ar,D11322)","v":"WD"},7,3,13,"L",207.36,222.36,149.160689483342,279.15552695081698,"R"]
[{"$f":"INDEX(Seas_Ar,C11333)","v":"Win"},{"$f":"INDEX(WDWE_Ar,D11333)","v":"WD"},7,3,24,"L",183.19499999999999,251.12,109.400493543992,285.59663105831999,"R"]
[{"$f":"INDEX(Seas_Ar,C11343)","v":"Win"},{"$f":"INDEX(WDWE_Ar,D11343)","v":"WD"},7,4,10,"L",201.97499999999999,341.97,409.32028625045302,245.32704886766399,"R"]
[{"$f":"INDEX(Seas_Ar,C11352)","v":"Win"},{"$f":"INDEX(WDWE_Ar,D11352)","v":"WD"},7,4,19,"L",205.82999999999998,313.67499999999995,409.32028625045302,371.71009582225798,"R"]
[{"$f":"INDEX(Seas_Ar,C11363)","v":"Win"},{"$f":"INDEX(WDWE_Ar,D11363)","v":"WD"},7,5,6,"L",165.34,327.24,451.38816215881297,281.67552699134802,"R"]
[{"$f":"INDEX(Seas_Ar,C11378)","v":"Win"},{"$f":"INDEX(WDWE_Ar,D11378)","v":"WD"},7,5,21,"L",221.63,491.01,683.92538418029199,434.09520082955299,"R"]
[{"$f":"INDEX(Seas_Ar,C11379)","v":"Win"},{"$f":"INDEX(WDWE_Ar,D11379)","v":"WD"},7,5,22,"L",201.625,477.78,683.92538418029199,421.13233538668601,"R"]
[{"$f":"INDEX(Seas_Ar,C11394)","v":"Win"},{"$f":"INDEX(WDWE_Ar,D11394)","v":"WE"},7,6,13,"L",194.22,293.30500000000001,573.46594543985304,10.0800001621246,"R"]
[{"$f":"INDEX(Seas_Ar,C11401)","v":"Win"},{"$f":"INDEX(WDWE_Ar,D11401)","v":"WE"},7,6,20,"L",251.99,389.28499999999997,689.519820836863,515.76338183058704,"R"]
[{"$f":"INDEX(Seas_Ar,C11409)","v":"Win"},{"$f":"INDEX(WDWE_Ar,D11409)","v":"WE"},7,7,4,"L",169.19,237.85500000000002,177.60222106936399,281.67552699134802,"R"]
[{"$f":"INDEX(Seas_Ar,C11424)","v":"Win"},{"$f":"INDEX(WDWE_Ar,D11424)","v":"WE"},7,7,19,"L",274.42,375.75,480.459068630876,593.67171169692995,"R"]
[{"$f":"INDEX(Seas_Ar,C11429)","v":"Win"},{"$f":"INDEX(WDWE_Ar,D11429)","v":"WE"},7,7,24,"L",261.77999999999997,401.72500000000002,292.84687840785,413.17920049314398,"R"]
[{"$f":"INDEX(Seas_Ar,C11440)","v":"Win"},{"$f":"INDEX(WDWE_Ar,D11440)","v":"WD"},7,1,11,"L",135.97,216.50856389373274,203.74604957706899,187.00416731437599,"R"]
[{"$f":"INDEX(Seas_Ar,C11455)","v":"Win"},{"$f":"INDEX(WDWE_Ar,D11455)","v":"WD"},7,2,2,"L",109.465,187.76954106803066,289.749972270527,271.57537790311801,"R"]
[{"$f":"INDEX(Seas_Ar,C11466)","v":"Win"},{"$f":"INDEX(WDWE_Ar,D11466)","v":"WD"},7,2,13,"L",122.485,192.22750738018715,392.79681750113002,242.75664575015,"R"]
[{"$f":"INDEX(Seas_Ar,C11476)","v":"Win"},{"$f":"INDEX(WDWE_Ar,D11476)","v":"WD"},7,2,23,"L",161.64500000000001,206.74264569256863,389.570036484203,281.67552699134802,"R"]
[{"$f":"INDEX(Seas_Ar,C11485)","v":"Win"},{"$f":"INDEX(WDWE_Ar,D11485)","v":"WD"},7,3,8,"L",143.57499999999999,203.4556385317386,291.76794132119102,283.63104948373802,"R"]
[{"$f":"INDEX(Seas_Ar,C11496)","v":"Win"},{"$f":"INDEX(WDWE_Ar,D11496)","v":"WD"},7,3,19,"L",128.94499999999999,235.80858604782887,595.533882552867,376.55857343930199,"R"]
[{"$f":"INDEX(Seas_Ar,C11501)","v":"Win"},{"$f":"INDEX(WDWE_Ar,D11501)","v":"WD"},7,3,24,"L",117.435,170.37752849553755,285.13459708897602,303.01487010800298,"R"]
[{"$f":"INDEX(Seas_Ar,C11516)","v":"Win"},{"$f":"INDEX(WDWE_Ar,D11516)","v":"WD"},7,4,15,"L",106.14500000000001,137.60256016856317,203.74604957706899,279.16561679472898,"R"]
[{"$f":"INDEX(Seas_Ar,C11517)","v":"Win"},{"$f":"INDEX(WDWE_Ar,D11517)","v":"WD"},7,4,16,"L",97.11,97.920716035287668,264.25547243024801,279.16561679472898,"R"]
[{"$f":"INDEX(Seas_Ar,C11534)","v":"Win"},{"$f":"INDEX(WDWE_Ar,D11534)","v":"WD"},7,5,9,"L",205.91,150.22752076459031,175.194627379889,272.46239207754098,"R"]
[{"$f":"INDEX(Seas_Ar,C11542)","v":"Win"},{"$f":"INDEX(WDWE_Ar,D11542)","v":"WD"},7,5,17,"L",194.595,147.46358165105329,145.11473638249299,281.67552699134802,"R"]
[{"$f":"INDEX(Seas_Ar,C11547)","v":"Win"},{"$f":"INDEX(WDWE_Ar,D11547)","v":"WD"},7,5,22,"L",171.375,238.71518008335488,145.11473638249299,281.67552699134802,"R"]
[{"$f":"INDEX(Seas_Ar,C11562)","v":"Win"},{"$f":"INDEX(WDWE_Ar,D11562)","v":"WE"},7,6,13,"L",180.715,160.59377842912482,220.27950283884999,65.9635235218811,"R"]
[{"$f":"INDEX(Seas_Ar,C11573)","v":"Win"},{"$f":"INDEX(WDWE_Ar,D11573)","v":"WE"},7,6,24,"L",180.245,198.43299648670899,101.148751303553,281.67552699134802,"R"]
[{"$f":"INDEX(Seas_Ar,C11578)","v":"Win"},{"$f":"INDEX(WDWE_Ar,D11578)","v":"WE"},7,7,5,"L",106.52,126.2852696907686,107.77211864507601,279.15552695081698,"R"]
[{"$f":"INDEX(Seas_Ar,C11587)","v":"Win"},{"$f":"INDEX(WDWE_Ar,D11587)","v":"WE"},7,7,14,"L",134.59,157.53264156144402,83.166751071810694,107.382240496644,"R"]
[{"$f":"INDEX(Seas_Ar,C11603)","v":"Win"},{"$f":"INDEX(WDWE_Ar,D11603)","v":"WD"},7,1,6,"L",90.974999999999994,103.09641243978571,104.79510287489801,276.64561675419799,"R"]
[{"$f":"INDEX(Seas_Ar,C11608)","v":"Win"},{"$f":"INDEX(WDWE_Ar,D11608)","v":"WD"},7,1,11,"L",160.81,121.86701853517881,189.02079914315701,276.64561675419799,"R"]
[{"$f":"INDEX(Seas_Ar,C11619)","v":"Win"},{"$f":"INDEX(WDWE_Ar,D11619)","v":"WD"},7,1,22,"L",102.95,147.54239393390688,189.02079914315701,285.59663105831999,"R"]
[{"$f":"INDEX(Seas_Ar,C11634)","v":"Win"},{"$f":"INDEX(WDWE_Ar,D11634)","v":"WD"},7,2,13,"L",131.68,129.84545169801356,614.40500742985705,257.04000413417799,"R"]
[{"$f":"INDEX(Seas_Ar,C11639)","v":"Win"},{"$f":"INDEX(WDWE_Ar,D11639)","v":"WD"},7,2,18,"L",106.205,129.20372157509414,812.65651120552502,302.40000486373901,"R"]
[{"$f":"INDEX(Seas_Ar,C11650)","v":"Win"},{"$f":"INDEX(WDWE_Ar,D11650)","v":"WD"},7,3,5,"L",98.094999999999999,126.8342565058532,5.2147798576068798,140.43456964153299,"R"]
[{"$f":"INDEX(Seas_Ar,C11658)","v":"Win"},{"$f":"INDEX(WDWE_Ar,D11658)","v":"WD"},7,3,13,"L",121.895,164.68399279419683,161.218626955633,140.43456964153299,"R"]
[{"$f":"INDEX(Seas_Ar,C11665)","v":"Win"},{"$f":"INDEX(WDWE_Ar,D11665)","v":"WD"},7,3,20,"L",123.985,178.45033802720872,203.74604957706899,276.62543706637302,"R"]
[{"$f":"INDEX(Seas_Ar,C11680)","v":"Win"},{"$f":"INDEX(WDWE_Ar,D11680)","v":"WD"},7,4,11,"L",144.34,170.67553076876183,189.819986958632,279.15552695081698,"R"]
[{"$f":"INDEX(Seas_Ar,C11685)","v":"Win"},{"$f":"INDEX(WDWE_Ar,D11685)","v":"WD"},7,4,16,"L",142.16500000000002,119.94799864837169,167.66217398996801,281.67552699134802,"R"]
[{"$f":"INDEX(Seas_Ar,C11696)","v":"Win"},{"$f":"INDEX(WDWE_Ar,D11696)","v":"WD"},7,5,3,"L",91.85,129.79608784240438,65.774157189216496,279.15552695081698,"R"]
[{"$f":"INDEX(Seas_Ar,C11711)","v":"Win"},{"$f":"INDEX(WDWE_Ar,D11711)","v":"WD"},7,5,18,"L",124.49,256.1860696477749,129.55031435268299,258.078242920408,"R"]
[{"$f":"INDEX(Seas_Ar,C11720)","v":"Win"},{"$f":"INDEX(WDWE_Ar,D11720)","v":"WE"},7,6,3,"L",77.34,102.13998773735771,10.139849749588899,167.55983838835701,"R"]
[{"$f":"INDEX(Seas_Ar,C11726)","v":"Win"},{"$f":"INDEX(WDWE_Ar,D11726)","v":"WE"},7,6,9,"L",61.480000000000004,112.3706468123616,98.201704314279596,167.55983838835701,"R"]
[{"$f":"INDEX(Seas_Ar,C11741)","v":"Win"},{"$f":"INDEX(WDWE_Ar,D11741)","v":"WE"},7,6,24,"L",115.32,106.09526666804378,10.139849749588899,279.15552695081698,"R"]
[{"$f":"INDEX(Seas_Ar,C11752)","v":"Win"},{"$f":"INDEX(WDWE_Ar,D11752)","v":"WE"},7,7,11,"L",123.13,76.933568966916937,97.362540340147007,50.641922506408697,"R"]
[{"$f":"INDEX(Seas_Ar,C11757)","v":"Win"},{"$f":"INDEX(WDWE_Ar,D11757)","v":"WE"},7,7,16,"L",74.12,110.17395523775281,126.573298582506,240.03504878254799,"R"]
[{"$f":"INDEX(Seas_Ar,C11772)","v":"Win"},{"$f":"INDEX(WDWE_Ar,D11772)","v":"WD"},7,1,7,"L",95.32,93.917508939238203,60.249692148385002,213.64560036005901,"R"]
[{"$f":"INDEX(Seas_Ar,C11778)","v":"Win"},{"$f":"INDEX(WDWE_Ar,D11778)","v":"WD"},7,1,13,"L",104.845,130.20635030260709,67.332602392101293,108.470882359857,"R"]
[{"$f":"INDEX(Seas_Ar,C11787)","v":"Win"},{"$f":"INDEX(WDWE_Ar,D11787)","v":"WD"},7,1,22,"L",96.564999999999998,203.54647563589347,70.839094571385402,213.64560036005901,"R"]
[{"$f":"INDEX(Seas_Ar,C11798)","v":"Win"},{"$f":"INDEX(WDWE_Ar,D11798)","v":"WD"},7,2,9,"L",98.694999999999993,219.31790078933113,79.000922847347198,149.70816671451499,"R"]
[{"$f":"INDEX(Seas_Ar,C11803)","v":"Win"},{"$f":"INDEX(WDWE_Ar,D11803)","v":"WD"},7,2,14,"L",93.545000000000002,126.51407206190549,92.737173024373007,63.483840559635098,"R"]
[{"$f":"INDEX(Seas_Ar,C11818)","v":"Win"},{"$f":"INDEX(WDWE_Ar,D11818)","v":"WD"},7,3,5,"L",85.394999999999996,178.20596743172794,59.300641373977598,197.45712256062501,"R"]
[{"$f":"INDEX(Seas_Ar,C11829)","v":"Win"},{"$f":"INDEX(WDWE_Ar,D11829)","v":"WD"},7,3,16,"L",85.205000000000013,119.59212120694748,81.158758911838504,197.45712256062501,"R"]
[{"$f":"INDEX(Seas_Ar,C11834)","v":"Win"},{"$f":"INDEX(WDWE_Ar,D11834)","v":"WD"},7,3,21,"L",101.12,213.2611937912429,105.84404831535799,281.67552699134802,"R"]
[{"$f":"INDEX(Seas_Ar,C11849)","v":"Win"},{"$f":"INDEX(WDWE_Ar,D11849)","v":"WD"},7,4,12,"L",89.199999999999989,147.78536410752514,62.827110199942503,183.34512233365001,"R"]
[{"$f":"INDEX(Seas_Ar,C11859)","v":"Win"},{"$f":"INDEX(WDWE_Ar,D11859)","v":"WD"},7,4,22,"L",209.08500000000001,106.69056429164213,94.775133965249097,281.67552699134802,"R"]
[{"$f":"INDEX(Seas_Ar,C11864)","v":"Win"},{"$f":"INDEX(WDWE_Ar,D11864)","v":"WD"},7,5,3,"L",88.474999999999994,68.071561254326994,61.878059425535099,186.75216731032299,"R"]
[{"$f":"INDEX(Seas_Ar,C11875)","v":"Win"},{"$f":"INDEX(WDWE_Ar,D11875)","v":"WD"},7,5,14,"L",73.585000000000008,114.46919223260977,91.858048135113606,246.75840704498199,"R"]
[{"$f":"INDEX(Seas_Ar,C11890)","v":"Win"},{"$f":"INDEX(WDWE_Ar,D11890)","v":"WE"},7,6,5,"L",51.65,76.244260654859076,77.3425791675281,62.7883219327259,"R"]
[{"$f":"INDEX(Seas_Ar,C11895)","v":"Win"},{"$f":"INDEX(WDWE_Ar,D11895)","v":"WE"},7,6,10,"L",53.57,120.74863527306051,98.721180967397601,48.303358931197998,"R"]
[{"$f":"INDEX(Seas_Ar,C11902)","v":"Win"},{"$f":"INDEX(WDWE_Ar,D11902)","v":"WE"},7,6,17,"L",80.960000000000008,68.414232088730856,98.721180967397601,246.18383965292901,"R"]
[{"$f":"INDEX(Seas_Ar,C11910)","v":"Win"},{"$f":"INDEX(WDWE_Ar,D11910)","v":"WE"},7,7,1,"L",79.564999999999998,94.243046231921866,73.666258815278894,111.71664364253,"R"]
[{"$f":"INDEX(Seas_Ar,C11921)","v":"Win"},{"$f":"INDEX(WDWE_Ar,D11921)","v":"WE"},7,7,12,"L",81.02,104.50603772231752,93.126782419652898,10.0800001621246,"R"]
[{"$f":"INDEX(Seas_Ar,C11936)","v":"Win"},{"$f":"INDEX(WDWE_Ar,D11936)","v":"WD"},7,1,3,"L",16.21,97.076200640074859,60.899039870223902,23.980321308545999,"R"]
[{"$f":"INDEX(Seas_Ar,C11941)","v":"Win"},{"$f":"INDEX(WDWE_Ar,D11941)","v":"WD"},7,1,8,"L",67.024999999999991,93.96908374245352,99.570329453987995,23.980321308545999,"R"]
[{"$f":"INDEX(Seas_Ar,C11952)","v":"Win"},{"$f":"INDEX(WDWE_Ar,D11952)","v":"WD"},7,1,19,"L",72.694999999999993,127.09110407044666,125.684189180788,39.584161098089197,"R"]
[{"$f":"INDEX(Seas_Ar,C11960)","v":"Win"},{"$f":"INDEX(WDWE_Ar,D11960)","v":"WD"},7,2,3,"L",60.41,85.449569668330525,57.5823601323509,10.0800001621246,"R"]
[{"$f":"INDEX(Seas_Ar,C11971)","v":"Win"},{"$f":"INDEX(WDWE_Ar,D11971)","v":"WD"},7,2,14,"L",54.254999999999995,160.63717261027401,91.508399654960598,10.0800001621246,"R"]
[{"$f":"INDEX(Seas_Ar,C11982)","v":"Win"},{"$f":"INDEX(WDWE_Ar,D11982)","v":"WD"},7,3,1,"L",78.10499999999999,70.353453327033833,53.356590535197199,23.526720532207399,"R"]
[{"$f":"INDEX(Seas_Ar,C11997)","v":"Win"},{"$f":"INDEX(WDWE_Ar,D11997)","v":"WD"},7,3,16,"L",95.98,126.05796842706886,85.484430796809093,31.993920283870601,"R"]
[{"$f":"INDEX(Seas_Ar,C12008)","v":"Win"},{"$f":"INDEX(WDWE_Ar,D12008)","v":"WD"},7,4,3,"L",86.594999999999999,87.901339329480862,69.969961816348999,49.381922486143097,"R"]
[{"$f":"INDEX(Seas_Ar,C12013)","v":"Win"},{"$f":"INDEX(WDWE_Ar,D12013)","v":"WD"},7,4,8,"L",70.52000000000001,95.834895874523909,363.48616078183602,281.67552699134802,"R"]
[{"$f":"INDEX(Seas_Ar,C12027)","v":"Win"},{"$f":"INDEX(WDWE_Ar,D12027)","v":"WD"},7,4,22,"L",68.055000000000007,115.32569368392022,111.868024795274,281.67552699134802,"R"]
[{"$f":"INDEX(Seas_Ar,C12028)","v":"Win"},{"$f":"INDEX(WDWE_Ar,D12028)","v":"WD"},7,4,23,"L",78.16,129.16508532469018,93.2466575432681,281.67552699134802,"R"]
[{"$f":"INDEX(Seas_Ar,C12043)","v":"Win"},{"$f":"INDEX(WDWE_Ar,D12043)","v":"WD"},7,5,14,"L",88.015000000000001,107.16083811424038,80.309610425248096,42.134399908637903,"R"]
[{"$f":"INDEX(Seas_Ar,C12048)","v":"Win"},{"$f":"INDEX(WDWE_Ar,D12048)","v":"WD"},7,5,19,"L",96.79,91.802582878355267,102.287610708489,705.60001134872402,"R"]
[{"$f":"INDEX(Seas_Ar,C12059)","v":"Win"},{"$f":"INDEX(WDWE_Ar,D12059)","v":"WE"},7,6,6,"L",46.504999999999995,109.76680712514857,71.508422750787702,42.598078993244101,"R"]
[{"$f":"INDEX(Seas_Ar,C12074)","v":"Win"},{"$f":"INDEX(WDWE_Ar,D12074)","v":"WE"},7,6,21,"L",91.924999999999997,118.20922152439263,101.96793100924,281.67552699134802,"R"]
[{"$f":"INDEX(Seas_Ar,C12085)","v":"Win"},{"$f":"INDEX(WDWE_Ar,D12085)","v":"WE"},7,7,8,"L",63.545000000000002,82.388712575636561,94.825079392833601,29.554560167732198,"R"]
[{"$f":"INDEX(Seas_Ar,C12093)","v":"Win"},{"$f":"INDEX(WDWE_Ar,D12093)","v":"WE"},7,7,16,"L",65.985000000000014,95.773216134620753,86.293618368272703,38.4148812330913,"R"]
[{"$f":"INDEX(Seas_Ar,C12104)","v":"Win"},{"$f":"INDEX(WDWE_Ar,D12104)","v":"WD"},7,1,3,null,54.91,77.294758980763888,25.564410481896399,53.9985605608844]
[{"$f":"INDEX(Seas_Ar,C12115)","v":"Win"},{"$f":"INDEX(WDWE_Ar,D12115)","v":"WD"},7,1,14,null,78.789999999999992,118.82198296636618,69.130797842216396,35.642881188506998]
[{"$f":"INDEX(Seas_Ar,C12120)","v":"Win"},{"$f":"INDEX(WDWE_Ar,D12120)","v":"WD"},7,1,19,null,91.28,120.472381087757,85.854063545408195,279.15552695081698]
[{"$f":"INDEX(Seas_Ar,C12131)","v":"Win"},{"$f":"INDEX(WDWE_Ar,D12131)","v":"WD"},7,2,6,null,48.605000000000004,86.956603853359354,45.564391196951803,65.610717363862904]
[{"$f":"INDEX(Seas_Ar,C12146)","v":"Win"},{"$f":"INDEX(WDWE_Ar,D12146)","v":"WD"},7,2,21,null,91.825000000000003,93.765331325817726,85.794118361835402,281.67552699134802]
[{"$f":"INDEX(Seas_Ar,C12151)","v":"Win"},{"$f":"INDEX(WDWE_Ar,D12151)","v":"WD"},7,3,2,null,72.254999999999995,90.056946883016565,65.574360235347697,98.602561278285904]
[{"$f":"INDEX(Seas_Ar,C12161)","v":"Win"},{"$f":"INDEX(WDWE_Ar,D12161)","v":"WD"},7,3,12,null,91.625,28.390856752184106,85.244672927813497,65.499844437274902]
[{"$f":"INDEX(Seas_Ar,C12166)","v":"Win"},{"$f":"INDEX(WDWE_Ar,D12166)","v":"WD"},7,3,17,null,74.61,99.210976949030254,98.411493402371406,281.67552699134802]
[{"$f":"INDEX(Seas_Ar,C12181)","v":"Win"},{"$f":"INDEX(WDWE_Ar,D12181)","v":"WD"},7,4,8,null,77.819999999999993,103.80135552957876,110.459431118674,281.67552699134802]
[{"$f":"INDEX(Seas_Ar,C12192)","v":"Win"},{"$f":"INDEX(WDWE_Ar,D12192)","v":"WD"},7,4,19,null,92.954999999999998,89.823084801038121,699.30000901222195,285.59663105831999]
[{"$f":"INDEX(Seas_Ar,C12197)","v":"Win"},{"$f":"INDEX(WDWE_Ar,D12197)","v":"WD"},7,4,24,null,80.110000000000014,99.865790778569945,67.282649342751398,281.67552699134802]
[{"$f":"INDEX(Seas_Ar,C12213)","v":"Win"},{"$f":"INDEX(WDWE_Ar,D12213)","v":"WD"},7,5,16,null,63.51,100.9883287720665,80.089829202933203,81.879844700727503]
[{"$f":"INDEX(Seas_Ar,C12222)","v":"Win"},{"$f":"INDEX(WDWE_Ar,D12222)","v":"WE"},7,6,1,null,55.445,105.23793689030353,67.932000875472994,57.214079228324799]
[{"$f":"INDEX(Seas_Ar,C12227)","v":"Win"},{"$f":"INDEX(WDWE_Ar,D12227)","v":"WE"},7,6,6,null,55.57,95.963634896415186,62.3975398895358,57.214079228324799]
[{"$f":"INDEX(Seas_Ar,C12238)","v":"Win"},{"$f":"INDEX(WDWE_Ar,D12238)","v":"WE"},7,6,17,null,59.484999999999999,81.885137561312362,71.5783524468183,58.978079256696603]
[{"$f":"INDEX(Seas_Ar,C12253)","v":"Win"},{"$f":"INDEX(WDWE_Ar,D12253)","v":"WE"},7,7,8,null,48.72,82.666905092497473,55.474469495444197,10.0800001621246]
[{"$f":"INDEX(Seas_Ar,C12264)","v":"Win"},{"$f":"INDEX(WDWE_Ar,D12264)","v":"WE"},7,7,19,null,56,107.34937740188042,88.161751136183696,56.266560597362499]
[{"$f":"INDEX(Seas_Ar,C12269)","v":"Win"},{"$f":"INDEX(WDWE_Ar,D12269)","v":"WE"},7,7,24,null,54.185000000000002,78.023072321782493,64.954977483530001,40.249440954980798]
[{"$f":"INDEX(Seas_Ar,C12275)","v":"Win"},{"$f":"INDEX(WDWE_Ar,D12275)","v":"WD"},7,1,6,null,58.674999999999997,50.898984085043338,43.746211478390698,11.4508798381042]
[{"$f":"INDEX(Seas_Ar,C12284)","v":"Win"},{"$f":"INDEX(WDWE_Ar,D12284)","v":"WD"},7,1,15,null,55.265000000000001,91.054301531854591,71.768157266464101,56.2766427508449]
[{"$f":"INDEX(Seas_Ar,C12299)","v":"Win"},{"$f":"INDEX(WDWE_Ar,D12299)","v":"WD"},7,2,6,null,46.004999999999995,47.702884541583295,51.858090515885301,271.57537790311801]
[{"$f":"INDEX(Seas_Ar,C12304)","v":"Win"},{"$f":"INDEX(WDWE_Ar,D12304)","v":"WD"},7,2,11,null,65.515000000000001,163.96179033168659,80.319602559471093,278.61119832878097]
[{"$f":"INDEX(Seas_Ar,C12315)","v":"Win"},{"$f":"INDEX(WDWE_Ar,D12315)","v":"WD"},7,2,22,null,69.844999999999999,84.191164398255737,92.787118451957596,281.67552699134802]
[{"$f":"INDEX(Seas_Ar,C12330)","v":"Win"},{"$f":"INDEX(WDWE_Ar,D12330)","v":"WD"},7,3,13,null,72.45,86.7781840680112,72.217711845316899,141.61392781479799]
[{"$f":"INDEX(Seas_Ar,C12337)","v":"Win"},{"$f":"INDEX(WDWE_Ar,D12337)","v":"WD"},7,3,20,null,71.965000000000003,86.426550326491039,84.964954143691102,281.67552699134802]
[{"$f":"INDEX(Seas_Ar,C12345)","v":"Win"},{"$f":"INDEX(WDWE_Ar,D12345)","v":"WD"},7,4,4,null,53.44,68.141595767442681,39.350609897389397,10.0800001621246]
[{"$f":"INDEX(Seas_Ar,C12360)","v":"Win"},{"$f":"INDEX(WDWE_Ar,D12360)","v":"WD"},7,4,19,null,78.165000000000006,95.845311260066794,2997.0000386238098,209.49264521513899]
[{"$f":"INDEX(Seas_Ar,C12371)","v":"Win"},{"$f":"INDEX(WDWE_Ar,D12371)","v":"WD"},7,5,6,null,55.79,88.071693902888939,60.639301543664899,33.465601307296701]
[{"$f":"INDEX(Seas_Ar,C12376)","v":"Win"},{"$f":"INDEX(WDWE_Ar,D12376)","v":"WD"},7,5,11,null,75.509999999999991,364.7886109573887,73.056868197684196,33.465601307296701]
[{"$f":"INDEX(Seas_Ar,C12391)","v":"Win"},{"$f":"INDEX(WDWE_Ar,D12391)","v":"WE"},7,6,2,null,70.825000000000003,88.241231599693307,59.690250769257503,10.0800001621246]
[{"$f":"INDEX(Seas_Ar,C12395)","v":"Win"},{"$f":"INDEX(WDWE_Ar,D12395)","v":"WE"},7,6,6,null,54.755000000000003,73.937273328569617,59.690250769257503,10.0800001621246]
[{"$f":"INDEX(Seas_Ar,C12406)","v":"Win"},{"$f":"INDEX(WDWE_Ar,D12406)","v":"WE"},7,6,17,null,56.11,80.015513717703826,77.602321304969706,17.3779200487899]
[{"$f":"INDEX(Seas_Ar,C12417)","v":"Win"},{"$f":"INDEX(WDWE_Ar,D12417)","v":"WE"},7,7,4,null,37.47,71.846308401315795,38.851109890952102,10.0800001621246]
[{"$f":"INDEX(Seas_Ar,C12422)","v":"Win"},{"$f":"INDEX(WDWE_Ar,D12422)","v":"WE"},7,7,9,null,40.33,32.155649827227599,72.497430629439293,10.0800001621246]
[{"$f":"INDEX(Seas_Ar,C12437)","v":"Win"},{"$f":"INDEX(WDWE_Ar,D12437)","v":"WE"},7,7,24,null,62.534999999999997,69.906043648999187,58.871071063570902,54.401762105455397]
[{"$f":"INDEX(Seas_Ar,C12448)","v":"Win"},{"$f":"INDEX(WDWE_Ar,D12448)","v":"WD"},7,2,11,null,87.5,77.6556070960889,149.55029887862199,10.0800001621246]
[{"$f":"INDEX(Seas_Ar,C12453)","v":"Win"},{"$f":"INDEX(WDWE_Ar,D12453)","v":"WD"},7,2,16,null,75.66,70.981643254098955,153.516330149216,142.652166601028]
[{"$f":"INDEX(Seas_Ar,C12463)","v":"Win"},{"$f":"INDEX(WDWE_Ar,D12463)","v":"WD"},7,3,2,null,6.0049999999999999,62.683279311485585,75.594329144997502,38.626560313644397]
[{"$f":"INDEX(Seas_Ar,C12478)","v":"Win"},{"$f":"INDEX(WDWE_Ar,D12478)","v":"WD"},7,3,17,null,54.16,58.71974306596443,111.818071745924,141.634076740903]
[{"$f":"INDEX(Seas_Ar,C12483)","v":"Win"},{"$f":"INDEX(WDWE_Ar,D12483)","v":"WD"},7,3,22,null,51.364999999999995,67.49150360933092,110.93895447843001,141.634076740903]
[{"$f":"INDEX(Seas_Ar,C12494)","v":"Win"},{"$f":"INDEX(WDWE_Ar,D12494)","v":"WD"},7,4,9,null,71.724999999999994,74.471782898866991,95.7741339781237,18.113759599199199]
[{"$f":"INDEX(Seas_Ar,C12509)","v":"Win"},{"$f":"INDEX(WDWE_Ar,D12509)","v":"WD"},7,4,24,null,59.09,72.438962201515395,73.676250949501906,145.756808496666]
[{"$f":"INDEX(Seas_Ar,C12514)","v":"Win"},{"$f":"INDEX(WDWE_Ar,D12514)","v":"WD"},7,5,5,null,46.825000000000003,53.688743897176458,47.642309242072002,40.511519267301502]
[{"$f":"INDEX(Seas_Ar,C12528)","v":"Win"},{"$f":"INDEX(WDWE_Ar,D12528)","v":"WD"},7,5,19,null,110.955,454.89700417858347,107.47242321427299,281.67552699134802]
[{"$f":"INDEX(Seas_Ar,C12539)","v":"Win"},{"$f":"INDEX(WDWE_Ar,D12539)","v":"WE"},7,6,6,null,39.045000000000002,50.226451111276248,53.176770228009197,142.69247983409801]
[{"$f":"INDEX(Seas_Ar,C12540)","v":"Win"},{"$f":"INDEX(WDWE_Ar,D12540)","v":"WE"},7,6,7,null,55.09,56.81687437666271,82.047868313555597,142.69247983409801]
[{"$f":"INDEX(Seas_Ar,C12555)","v":"Win"},{"$f":"INDEX(WDWE_Ar,D12555)","v":"WE"},7,6,22,null,57.225000000000001,69.914180330832124,86.053860499277107,216.20592901452]
[{"$f":"INDEX(Seas_Ar,C12560)","v":"Win"},{"$f":"INDEX(WDWE_Ar,D12560)","v":"WE"},7,7,3,null,51.7,58.422709904707574,51.158789744696598,10.0800001621246]
[{"$f":"INDEX(Seas_Ar,C12571)","v":"Win"},{"$f":"INDEX(WDWE_Ar,D12571)","v":"WE"},7,7,14,null,46.314999999999998,72.383268483779744,70.619313349070495,10.0800001621246]
[{"$f":"INDEX(Seas_Ar,C12586)","v":"Win"},{"$f":"INDEX(WDWE_Ar,D12586)","v":"WD"},7,1,5,null,0.27,42.392201483126712,55.0149304041337,10.0800001621246]
[{"$f":"INDEX(Seas_Ar,C12590)","v":"Win"},{"$f":"INDEX(WDWE_Ar,D12590)","v":"WD"},7,1,9,null,35.82,44.935547926388523,78.711211929001806,10.0800001621246]
[{"$f":"INDEX(Seas_Ar,C12601)","v":"Win"},{"$f":"INDEX(WDWE_Ar,D12601)","v":"WD"},7,1,20,null,50.870000000000005,72.977334806293456,78.711211929001806,135.959047108612]
[{"$f":"INDEX(Seas_Ar,C12616)","v":"Win"},{"$f":"INDEX(WDWE_Ar,D12616)","v":"WD"},7,1,11,null,57.83,83.627046921956349,73.056868197684196,42.819840227279599]
[{"$f":"INDEX(Seas_Ar,C12627)","v":"Win"},{"$f":"INDEX(WDWE_Ar,D12627)","v":"WD"},7,1,22,null,60.024999999999999,86.801201651226521,83.256657414522095,71.305918993549298]
[{"$f":"INDEX(Seas_Ar,C12632)","v":"Win"},{"$f":"INDEX(WDWE_Ar,D12632)","v":"WD"},7,2,3,null,45.055,65.153321789188027,9.9900001287460292,45.309601497793203]
[{"$f":"INDEX(Seas_Ar,C12644)","v":"Win"},{"$f":"INDEX(WDWE_Ar,D12644)","v":"WD"},7,2,15,null,48.17,69.657873944849342,85.034883839721701,49.492799257945897]
[{"$f":"INDEX(Seas_Ar,C12657)","v":"Win"},{"$f":"INDEX(WDWE_Ar,D12657)","v":"WD"},7,3,4,null,54.83,79.288794444593918,45.494461500921197,48.1521612358951]
[{"$f":"INDEX(Seas_Ar,C12662)","v":"Win"},{"$f":"INDEX(WDWE_Ar,D12662)","v":"WD"},7,3,9,null,74.550000000000011,107.80557406245629,82.407508927931701,56.659679988450897]
[{"$f":"INDEX(Seas_Ar,C12673)","v":"Win"},{"$f":"INDEX(WDWE_Ar,D12673)","v":"WD"},7,3,20,null,51.05,73.822596323117267,94.145759079208304,73.745284877510102]
[{"$f":"INDEX(Seas_Ar,C12678)","v":"Win"},{"$f":"INDEX(WDWE_Ar,D12678)","v":"WD"},7,4,1,null,24.975000000000001,36.115951874042196,9.9900001287460292,49.119840328607502]
[{"$f":"INDEX(Seas_Ar,C12693)","v":"Win"},{"$f":"INDEX(WDWE_Ar,D12693)","v":"WD"},7,4,16,null,46.295000000000002,66.946466146497826,67.092844523105597,99.036001592874499]
[{"$f":"INDEX(Seas_Ar,C12704)","v":"Win"},{"$f":"INDEX(WDWE_Ar,D12704)","v":"WD"},7,5,3,null,12.315,17.808526419572754,43.816141174421297,42.8903999207973]
[{"$f":"INDEX(Seas_Ar,C12710)","v":"Win"},{"$f":"INDEX(WDWE_Ar,D12710)","v":"WD"},7,5,9,null,46.75,67.604434438897798,73.566360338344495,43.3137619271183]
[{"$f":"INDEX(Seas_Ar,C12723)","v":"Win"},{"$f":"INDEX(WDWE_Ar,D12723)","v":"WD"},7,5,22,null,62.784999999999997,90.792393930399953,72.217711845316899,68.977441417036005]
[{"$f":"INDEX(Seas_Ar,C12734)","v":"Win"},{"$f":"INDEX(WDWE_Ar,D12734)","v":"WE"},7,6,9,null,57.45,83.077534941490455,66.123813291134795,10.0800001621246]
[{"$f":"INDEX(Seas_Ar,C12739)","v":"Win"},{"$f":"INDEX(WDWE_Ar,D12739)","v":"WE"},7,6,14,null,43.164999999999999,62.420222728449694,36.683281692237799,10.0800001621246]
[{"$f":"INDEX(Seas_Ar,C12750)","v":"Win"},{"$f":"INDEX(WDWE_Ar,D12750)","v":"WE"},7,7,1,null,68.834999999999994,99.541203093080838,9.9900001287460292,28.596961305894801]
[{"$f":"INDEX(Seas_Ar,C12765)","v":"Win"},{"$f":"INDEX(WDWE_Ar,D12765)","v":"WE"},7,7,16,null,47.32,68.428702409596653,9.9900001287460292,28.596961305894801]
[{"$f":"INDEX(Seas_Ar,C12768)","v":"Win"},{"$f":"INDEX(WDWE_Ar,D12768)","v":"WE"},7,7,19,null,56.295000000000002,81.407307737705921,72.217711845316899,246.58704888793]
[{"$f":"INDEX(Seas_Ar,C12780)","v":"Win"},{"$f":"INDEX(WDWE_Ar,D12780)","v":"WD"},7,1,7,null,33.465000000000003,0.25255478158947248,85.204712012686699,279.15552695081698]
[{"$f":"INDEX(Seas_Ar,C12795)","v":"Win"},{"$f":"INDEX(WDWE_Ar,D12795)","v":"WD"},7,1,22,null,37.880000000000003,69.848234094928443,85.814102630281397,279.15552695081698]
[{"$f":"INDEX(Seas_Ar,C12796)","v":"Win"},{"$f":"INDEX(WDWE_Ar,D12796)","v":"WD"},7,1,23,null,33.54,60.798354421305682,72.3076181880283,279.15552695081698]
[{"$f":"INDEX(Seas_Ar,C12811)","v":"Win"},{"$f":"INDEX(WDWE_Ar,D12811)","v":"WD"},7,2,14,null,27.715,66.194608254600737,65.244688401875393,27.528479904432199]
[{"$f":"INDEX(Seas_Ar,C12816)","v":"Win"},{"$f":"INDEX(WDWE_Ar,D12816)","v":"WD"},7,2,19,null,36.269999999999996,96.400160132701643,84.825094751629806,45.319679806060698]
[{"$f":"INDEX(Seas_Ar,C12830)","v":"Win"},{"$f":"INDEX(WDWE_Ar,D12830)","v":"WD"},7,3,9,null,32.564999999999998,69.578842327899679,76.593329157872105,10.0800001621246]
[{"$f":"INDEX(Seas_Ar,C12841)","v":"Win"},{"$f":"INDEX(WDWE_Ar,D12841)","v":"WD"},7,3,20,null,44.54,75.269743406382446,84.635282310218798,20.2507204795169]
[{"$f":"INDEX(Seas_Ar,C12846)","v":"Win"},{"$f":"INDEX(WDWE_Ar,D12846)","v":"WD"},7,4,1,null,33.450000000000003,44.205505270877332,9.9900001287460292,10.0800001621246]
[{"$f":"INDEX(Seas_Ar,C12857)","v":"Win"},{"$f":"INDEX(WDWE_Ar,D12857)","v":"WD"},7,4,12,null,34.129999999999995,71.00998609024002,46.7631919745779,10.0800001621246]
[{"$f":"INDEX(Seas_Ar,C12872)","v":"Win"},{"$f":"INDEX(WDWE_Ar,D12872)","v":"WD"},7,5,3,null,35.32,56.041906034703942,43.876078736228898,13.4971205631542]
[{"$f":"INDEX(Seas_Ar,C12883)","v":"Win"},{"$f":"INDEX(WDWE_Ar,D12883)","v":"WD"},7,5,14,null,34.085000000000001,69.191591662795815,66.5134226864147,19.645920085267999]
[{"$f":"INDEX(Seas_Ar,C12888)","v":"Win"},{"$f":"INDEX(WDWE_Ar,D12888)","v":"WD"},7,5,19,null,35.96,60.562636625155505,86.413501113653098,28.516321381502099]
[{"$f":"INDEX(Seas_Ar,C12902)","v":"Win"},{"$f":"INDEX(WDWE_Ar,D12902)","v":"WE"},7,6,9,null,33.745000000000005,43.220541622678397,46.463488922009397,10.0800001621246]
[{"$f":"INDEX(Seas_Ar,C12913)","v":"Win"},{"$f":"INDEX(WDWE_Ar,D12913)","v":"WE"},7,6,20,null,36.865000000000002,86.289550376403099,73.836094610009198,11.8540804213714]
[{"$f":"INDEX(Seas_Ar,C12918)","v":"Win"},{"$f":"INDEX(WDWE_Ar,D12918)","v":"WE"},7,7,1,null,32.549999999999997,52.329350745338701,37.382578652543998,10.0800001621246]
[{"$f":"INDEX(Seas_Ar,C12933)","v":"Win"},{"$f":"INDEX(WDWE_Ar,D12933)","v":"WE"},7,7,16,null,32.54,26.829736297521627,56.643301492166501,10.0800001621246]
[{"$f":"INDEX(Seas_Ar,C12934)","v":"Win"},{"$f":"INDEX(WDWE_Ar,D12934)","v":"WE"},7,7,17,null,32.549999999999997,31.906087407470032,72.217711845316899,11.612160648193299]
[{"$f":"INDEX(Seas_Ar,C12949)","v":"Win"},{"$f":"INDEX(WDWE_Ar,D12949)","v":"WD"},8,1,8,null,150.43,517.64790136378156,508.30119411176202,281.67552699134802]
[{"$f":"INDEX(Seas_Ar,C12954)","v":"Win"},{"$f":"INDEX(WDWE_Ar,D12954)","v":"WD"},8,1,13,null,184.73000000000002,286.57569325718021,333.97569186514301,216.730077948732]
[{"$f":"INDEX(Seas_Ar,C12964)","v":"Win"},{"$f":"INDEX(WDWE_Ar,D12964)","v":"WD"},8,1,23,null,426.45500000000004,339.08032417950108,303.146566101622,281.67552699134802]
[{"$f":"INDEX(Seas_Ar,C12979)","v":"Win"},{"$f":"INDEX(WDWE_Ar,D12979)","v":"WD"},8,2,14,null,155.38499999999999,222.34097614572647,409.80978650090202,281.67552699134802]
[{"$f":"INDEX(Seas_Ar,C12990)","v":"Win"},{"$f":"INDEX(WDWE_Ar,D12990)","v":"WD"},8,3,1,null,126.52000000000001,141.18679752422412,352.07756722050101,309.03263143525999]
[{"$f":"INDEX(Seas_Ar,C12995)","v":"Win"},{"$f":"INDEX(WDWE_Ar,D12995)","v":"WD"},8,3,6,null,100.97999999999999,130.24036254288706,411.76781798975901,309.03263143525999]
[{"$f":"INDEX(Seas_Ar,C13006)","v":"Win"},{"$f":"INDEX(WDWE_Ar,D13006)","v":"WD"},8,3,17,null,134.44999999999999,128.28431976437304,533.44600736306097,364.49281201476998]
[{"$f":"INDEX(Seas_Ar,C13021)","v":"Win"},{"$f":"INDEX(WDWE_Ar,D13021)","v":"WD"},8,4,8,null,150.005,134.72630292137185,517.74175642825105,309.19391512926001]
[{"$f":"INDEX(Seas_Ar,C13025)","v":"Win"},{"$f":"INDEX(WDWE_Ar,D13025)","v":"WD"},8,4,12,null,133.495,110.27885343092231,379.33028635223798,279.15552695081698]
[{"$f":"INDEX(Seas_Ar,C13036)","v":"Win"},{"$f":"INDEX(WDWE_Ar,D13036)","v":"WD"},8,4,23,null,121.86499999999999,143.60562644907424,203.74604957706899,309.19391512926001]
[{"$f":"INDEX(Seas_Ar,C13051)","v":"Win"},{"$f":"INDEX(WDWE_Ar,D13051)","v":"WD"},8,5,14,null,160.69,195.11680977726024,316.24344163661902,281.67552699134802]
[{"$f":"INDEX(Seas_Ar,C13056)","v":"Win"},{"$f":"INDEX(WDWE_Ar,D13056)","v":"WD"},8,5,19,null,207.14499999999998,217.76247853797443,532.61688125374303,3279.5785019668101]
[{"$f":"INDEX(Seas_Ar,C13067)","v":"Win"},{"$f":"INDEX(WDWE_Ar,D13067)","v":"WE"},8,6,6,null,98.94,113.45048115381255,84.445469868807706,421.86815571102102]
[{"$f":"INDEX(Seas_Ar,C13079)","v":"Win"},{"$f":"INDEX(WDWE_Ar,D13079)","v":"WE"},8,6,18,null,277.69,100.44310520079193,530.50894488624499,1727.4902973158401]
[{"$f":"INDEX(Seas_Ar,C13082)","v":"Win"},{"$f":"INDEX(WDWE_Ar,D13082)","v":"WE"},8,6,21,null,102.67500000000001,132.56663423846996,445.35419354467302,442.44143973332302]
[{"$f":"INDEX(Seas_Ar,C13097)","v":"Win"},{"$f":"INDEX(WDWE_Ar,D13097)","v":"WE"},8,7,12,null,130.215,115.07331790696455,203.74604957706899,127.17936019982299]
[{"$f":"INDEX(Seas_Ar,C13102)","v":"Win"},{"$f":"INDEX(WDWE_Ar,D13102)","v":"WE"},8,7,17,null,133.37,100.62821965932638,203.74604957706899,219.19969029314001]
[{"$f":"INDEX(Seas_Ar,C13113)","v":"Win"},{"$f":"INDEX(WDWE_Ar,D13113)","v":"WD"},8,1,4,null,55.73,115.8857964545909,101.728173140244,100.45728530714]
[{"$f":"INDEX(Seas_Ar,C13128)","v":"Win"},{"$f":"INDEX(WDWE_Ar,D13128)","v":"WD"},8,1,19,null,130.505,140.56213192682384,720.18907245281605,705.60001134872402]
[{"$f":"INDEX(Seas_Ar,C13139)","v":"Win"},{"$f":"INDEX(WDWE_Ar,D13139)","v":"WD"},8,2,6,null,74.569999999999993,102.2051608487954,103.84604828960801,30.774241187105101]
[{"$f":"INDEX(Seas_Ar,C13145)","v":"Win"},{"$f":"INDEX(WDWE_Ar,D13145)","v":"WD"},8,2,12,null,135.97499999999999,123.22496904952894,173.17665832922401,20.6337596397304]
[{"$f":"INDEX(Seas_Ar,C13158)","v":"Win"},{"$f":"INDEX(WDWE_Ar,D13158)","v":"WD"},8,3,1,null,116.94499999999999,107.14147266531955,103.84604828960801,20.704321255855501]
[{"$f":"INDEX(Seas_Ar,C13169)","v":"Win"},{"$f":"INDEX(WDWE_Ar,D13169)","v":"WD"},8,3,12,null,118.655,139.19354600520552,192.61719004338701,10.0800001621246]
[{"$f":"INDEX(Seas_Ar,C13174)","v":"Win"},{"$f":"INDEX(WDWE_Ar,D13174)","v":"WD"},8,3,17,null,92.094999999999999,140.85987771893161,244.61514376221601,23.7686403053855]
[{"$f":"INDEX(Seas_Ar,C13189)","v":"Win"},{"$f":"INDEX(WDWE_Ar,D13189)","v":"WD"},8,4,8,null,54.09,152.64956636432319,353.80584821811601,36.3787207389164]
[{"$f":"INDEX(Seas_Ar,C13190)","v":"Win"},{"$f":"INDEX(WDWE_Ar,D13190)","v":"WD"},8,4,9,null,84.375,166.59660609989936,329.47019205121899,27.861119832878099]
[{"$f":"INDEX(Seas_Ar,C13203)","v":"Win"},{"$f":"INDEX(WDWE_Ar,D13203)","v":"WD"},8,4,22,null,103.855,166.4033325155487,337.97169191664199,281.67552699134802]
[{"$f":"INDEX(Seas_Ar,C13215)","v":"Win"},{"$f":"INDEX(WDWE_Ar,D13215)","v":"WD"},8,5,10,null,39.024999999999999,153.5793690133616,92.5773293638658,130.75776333354901]
[{"$f":"INDEX(Seas_Ar,C13220)","v":"Win"},{"$f":"INDEX(WDWE_Ar,D13220)","v":"WD"},8,5,15,null,68.984999999999999,128.6993127360023,78.691227660555796,124.21584538165]
[{"$f":"INDEX(Seas_Ar,C13235)","v":"Win"},{"$f":"INDEX(WDWE_Ar,D13235)","v":"WE"},8,6,6,null,19.505000000000003,135.52657151293039,225.08469046181199,279.16561679472898]
[{"$f":"INDEX(Seas_Ar,C13246)","v":"Win"},{"$f":"INDEX(WDWE_Ar,D13246)","v":"WE"},8,6,17,null,151.255,135.74073953883251,226.95281560795701,281.67552699134802]
[{"$f":"INDEX(Seas_Ar,C13251)","v":"Win"},{"$f":"INDEX(WDWE_Ar,D13251)","v":"WE"},8,6,22,null,148.38999999999999,148.68484607994029,226.95281560795701,281.67552699134802]
[{"$f":"INDEX(Seas_Ar,C13261)","v":"Win"},{"$f":"INDEX(WDWE_Ar,D13261)","v":"WE"},8,7,8,null,82.050000000000011,145.02309519805306,195.26454922362299,27.861119832878099]
[{"$f":"INDEX(Seas_Ar,C13276)","v":"Win"},{"$f":"INDEX(WDWE_Ar,D13276)","v":"WE"},8,7,23,null,127.21,157.48662958347808,199.45034647300201,143.14607676522201]
[{"$f":"INDEX(Seas_Ar,C13281)","v":"Win"},{"$f":"INDEX(WDWE_Ar,D13281)","v":"WD"},8,1,4,null,54.344999999999999,71.902820966917247,78.091829177183996,10.0800001621246]
[{"$f":"INDEX(Seas_Ar,C13292)","v":"Win"},{"$f":"INDEX(WDWE_Ar,D13292)","v":"WD"},8,1,15,null,69.38,88.385652600674803,158.980861439123,133.560002148151]
[{"$f":"INDEX(Seas_Ar,C13307)","v":"Win"},{"$f":"INDEX(WDWE_Ar,D13307)","v":"WD"},8,2,6,null,60.480000000000004,79.714113367829398,159.47037693310199,283.63104948373802]
[{"$f":"INDEX(Seas_Ar,C13312)","v":"Win"},{"$f":"INDEX(WDWE_Ar,D13312)","v":"WD"},8,2,11,null,76.87,121.93527904607161,159.47037693310199,313.54848258211098]
[{"$f":"INDEX(Seas_Ar,C13323)","v":"Win"},{"$f":"INDEX(WDWE_Ar,D13323)","v":"WD"},8,2,22,null,71.47999999999999,553.48406750064521,159.47037693310199,313.54848258211098]
[{"$f":"INDEX(Seas_Ar,C13327)","v":"Win"},{"$f":"INDEX(WDWE_Ar,D13327)","v":"WD"},8,3,2,null,56.14,88.222394077826166,184.58523664702801,212.01264525567001]
[{"$f":"INDEX(Seas_Ar,C13338)","v":"Win"},{"$f":"INDEX(WDWE_Ar,D13338)","v":"WD"},8,3,13,null,81.204999999999998,89.503345564792468,186.053767885437,239.420168157425]
[{"$f":"INDEX(Seas_Ar,C13353)","v":"Win"},{"$f":"INDEX(WDWE_Ar,D13353)","v":"WD"},8,4,4,null,67.61,46.84891688360576,48.571379558916,279.15552695081698]
[{"$f":"INDEX(Seas_Ar,C13358)","v":"Win"},{"$f":"INDEX(WDWE_Ar,D13358)","v":"WD"},8,4,9,null,151.94,80.178772240552476,140.27957997862799,281.67552699134802]
[{"$f":"INDEX(Seas_Ar,C13369)","v":"Win"},{"$f":"INDEX(WDWE_Ar,D13369)","v":"WD"},8,4,20,null,123.38,81.032739898530011,223.27650287747301,524.35153089449796]
[{"$f":"INDEX(Seas_Ar,C13384)","v":"Win"},{"$f":"INDEX(WDWE_Ar,D13384)","v":"WD"},8,5,11,null,245.60500000000002,104.98778853959098,204.68511202813599,279.70991465504602]
[{"$f":"INDEX(Seas_Ar,C13394)","v":"Win"},{"$f":"INDEX(WDWE_Ar,D13394)","v":"WD"},8,5,21,null,68.995000000000005,81.773682425304628,266.09362879549002,463.19615637573202]
[{"$f":"INDEX(Seas_Ar,C13399)","v":"Win"},{"$f":"INDEX(WDWE_Ar,D13399)","v":"WE"},8,6,2,null,67.334999999999994,74.602865767875628,106.103790452799,253.501929614381]
[{"$f":"INDEX(Seas_Ar,C13414)","v":"Win"},{"$f":"INDEX(WDWE_Ar,D13414)","v":"WE"},8,6,17,null,60.699999999999996,71.362812006725576,161.398439641056,253.501929614381]
[{"$f":"INDEX(Seas_Ar,C13425)","v":"Win"},{"$f":"INDEX(WDWE_Ar,D13425)","v":"WE"},8,7,4,null,65.405000000000001,80.593197721629807,47.042910758700302,170.54352520392399]
[{"$f":"INDEX(Seas_Ar,C13430)","v":"Win"},{"$f":"INDEX(WDWE_Ar,D13430)","v":"WE"},8,7,9,null,73.72,84.950944446897509,81.278641657218898,131.191195957708]
[{"$f":"INDEX(Seas_Ar,C13445)","v":"Win"},{"$f":"INDEX(WDWE_Ar,D13445)","v":"WE"},8,7,24,null,60.405000000000001,72.712834407204767,92.657251194119397,233.019361902132]
[{"$f":"INDEX(Seas_Ar,C13447)","v":"Win"},{"$f":"INDEX(WDWE_Ar,D13447)","v":"WD"},8,1,2,null,56.620000000000005,64.292462132588042,10.769219872026399,71.104322066478701]
[{"$f":"INDEX(Seas_Ar,C13460)","v":"Win"},{"$f":"INDEX(WDWE_Ar,D13460)","v":"WD"},8,1,15,null,80.67,83.293242522588187,89.750157498207003,74.571844583187101]
[{"$f":"INDEX(Seas_Ar,C13465)","v":"Win"},{"$f":"INDEX(WDWE_Ar,D13465)","v":"WD"},8,1,20,null,83.765000000000001,107.47434142605498,432.94663045752498,281.67552699134802]
[{"$f":"INDEX(Seas_Ar,C13476)","v":"Win"},{"$f":"INDEX(WDWE_Ar,D13476)","v":"WD"},8,2,7,null,77.625,83.337196740278202,82.167751058936105,276.64561675419799]
[{"$f":"INDEX(Seas_Ar,C13491)","v":"Win"},{"$f":"INDEX(WDWE_Ar,D13491)","v":"WD"},8,2,22,null,79.64500000000001,97.5658049239333,95.324579399270903,281.67552699134802]
[{"$f":"INDEX(Seas_Ar,C13502)","v":"Win"},{"$f":"INDEX(WDWE_Ar,D13502)","v":"WD"},8,3,9,null,84.485000000000014,118.68894611096584,80.899024396162005,68.785918953018097]
[{"$f":"INDEX(Seas_Ar,C13505)","v":"Win"},{"$f":"INDEX(WDWE_Ar,D13505)","v":"WD"},8,3,12,null,67.125,172.31309169279041,68.7611727153826,29.7158400165176]
[{"$f":"INDEX(Seas_Ar,C13521)","v":"Shl"},{"$f":"INDEX(WDWE_Ar,D13521)","v":"WD"},9,4,4,null,73.324999999999989,91.864314972142125,60.839102308416301,279.15552695081698]
[{"$f":"INDEX(Seas_Ar,C13532)","v":"Shl"},{"$f":"INDEX(WDWE_Ar,D13532)","v":"WD"},9,4,15,null,75.13,104.74917992927374,94.465438778457596,43.636321624689103]
[{"$f":"INDEX(Seas_Ar,C13537)","v":"Shl"},{"$f":"INDEX(WDWE_Ar,D13537)","v":"WD"},9,4,20,null,79.430000000000007,209.23463455240733,362.76687955308398,279.70991465504602]
[{"$f":"INDEX(Seas_Ar,C13548)","v":"Shl"},{"$f":"INDEX(WDWE_Ar,D13548)","v":"WD"},9,5,7,null,70.585000000000008,88.574027819346327,164.92490846702,198.525600116872]
[{"$f":"INDEX(Seas_Ar,C13563)","v":"Shl"},{"$f":"INDEX(WDWE_Ar,D13563)","v":"WD"},9,5,22,null,84.580000000000013,137.55786384789593,167.32251764403799,281.67552699134802]
[{"$f":"INDEX(Seas_Ar,C13568)","v":"Shl"},{"$f":"INDEX(WDWE_Ar,D13568)","v":"WE"},9,6,3,null,79.53,91.267535654932544,89.770141766652998,275.08319827203701]
[{"$f":"INDEX(Seas_Ar,C13580)","v":"Shl"},{"$f":"INDEX(WDWE_Ar,D13580)","v":"WE"},9,6,15,null,79.740000000000009,54.039330375801264,89.770141766652998,95.215680608577699]
[{"$f":"INDEX(Seas_Ar,C13583)","v":"Shl"},{"$f":"INDEX(WDWE_Ar,D13583)","v":"WE"},9,6,18,null,78.400000000000006,63.444811145499528,140.68917364235401,281.67552699134802]
[{"$f":"INDEX(Seas_Ar,C13598)","v":"Shl"},{"$f":"INDEX(WDWE_Ar,D13598)","v":"WE"},9,7,9,null,63.070000000000007,89.017719656865182,104.82507165580201,28.2844799165916]
[{"$f":"INDEX(Seas_Ar,C13609)","v":"Shl"},{"$f":"INDEX(WDWE_Ar,D13609)","v":"WE"},9,7,20,null,85.314999999999998,118.36531945387716,135.00486113013201,279.15552695081698]
[{"$f":"INDEX(Seas_Ar,C13614)","v":"Win"},{"$f":"INDEX(WDWE_Ar,D13614)","v":"WD"},8,1,1,null,58.08,96.452106963032008,9.9900001287460292,253.32048161341601]
[{"$f":"INDEX(Seas_Ar,C13625)","v":"Win"},{"$f":"INDEX(WDWE_Ar,D13625)","v":"WD"},8,1,12,null,60.95,103.10970889637984,59.300641373977598,101.727359790458]
[{"$f":"INDEX(Seas_Ar,C13638)","v":"Win"},{"$f":"INDEX(WDWE_Ar,D13638)","v":"WD"},8,2,1,null,56.484999999999999,95.185500174285693,11.1788097248697,233.714884374256]
[{"$f":"INDEX(Seas_Ar,C13644)","v":"Win"},{"$f":"INDEX(WDWE_Ar,D13644)","v":"WD"},8,2,7,null,59.120000000000005,86.920890877715991,75.744180671281796,258.64272046854899]
[{"$f":"INDEX(Seas_Ar,C13655)","v":"Win"},{"$f":"INDEX(WDWE_Ar,D13655)","v":"WD"},8,2,18,null,80.180000000000007,97.869123307941948,2997.0000386238098,281.67552699134802]
[{"$f":"INDEX(Seas_Ar,C13670)","v":"Win"},{"$f":"INDEX(WDWE_Ar,D13670)","v":"WD"},8,3,9,null,103.86500000000001,107.02827364906375,97.941962176837905,281.67552699134802]
[{"$f":"INDEX(Seas_Ar,C13681)","v":"Win"},{"$f":"INDEX(WDWE_Ar,D13681)","v":"WD"},8,3,20,null,109.30500000000001,121.9504848789813,111.01886868691901,500.14944066148701]
[{"$f":"INDEX(Seas_Ar,C13686)","v":"Win"},{"$f":"INDEX(WDWE_Ar,D13686)","v":"WD"},8,4,1,null,67,91.607335996077353,38.601359887733402,283.63104948373802]
[{"$f":"INDEX(Seas_Ar,C13696)","v":"Win"},{"$f":"INDEX(WDWE_Ar,D13696)","v":"WD"},8,4,11,null,90.77,98.304519391573507,67.332602392101293,265.214869500036]
[{"$f":"INDEX(Seas_Ar,C13701)","v":"Win"},{"$f":"INDEX(WDWE_Ar,D13701)","v":"WD"},8,4,16,null,68.10499999999999,96.499604717609998,72.217711845316899,265.214869500036]
[{"$f":"INDEX(Seas_Ar,C13716)","v":"Win"},{"$f":"INDEX(WDWE_Ar,D13716)","v":"WD"},8,5,7,null,66.305000000000007,92.962974098444022,75.874047929119996,10.0800001621246]
[{"$f":"INDEX(Seas_Ar,C13721)","v":"Win"},{"$f":"INDEX(WDWE_Ar,D13721)","v":"WD"},8,5,12,null,70.985000000000014,106.31963304792502,72.217711845316899,10.0800001621246]
[{"$f":"INDEX(Seas_Ar,C13732)","v":"Win"},{"$f":"INDEX(WDWE_Ar,D13732)","v":"WD"},8,5,23,null,63.25,102.73326810085521,72.777149413561801,35.693280420274696]
[{"$f":"INDEX(Seas_Ar,C13747)","v":"Win"},{"$f":"INDEX(WDWE_Ar,D13747)","v":"WE"},8,6,14,null,71.84,106.34317592503925,38.461500495672198,10.0800001621246]
[{"$f":"INDEX(Seas_Ar,C13758)","v":"Win"},{"$f":"INDEX(WDWE_Ar,D13758)","v":"WE"},8,7,1,null,66.92,101.91711502756142,34.585379378671597,57.5366427711105]
[{"$f":"INDEX(Seas_Ar,C13762)","v":"Win"},{"$f":"INDEX(WDWE_Ar,D13762)","v":"WE"},8,7,5,null,60.39,80.265515708161871,34.585379378671597,57.5366427711105]
[{"$f":"INDEX(Seas_Ar,C13777)","v":"Win"},{"$f":"INDEX(WDWE_Ar,D13777)","v":"WE"},8,7,20,null,73.60499999999999,106.27254729369653,72.777149413561801,37.971358765020298]
[{"$f":"INDEX(Seas_Ar,C13788)","v":"Win"},{"$f":"INDEX(WDWE_Ar,D13788)","v":"WD"},8,1,7,null,44.74,61.778746121101584,81.818102578782998,18.325440602359699]
[{"$f":"INDEX(Seas_Ar,C13793)","v":"Win"},{"$f":"INDEX(WDWE_Ar,D13793)","v":"WD"},8,1,12,null,71.930000000000007,118.3406555310543,72.217711845316899,10.0800001621246]
[{"$f":"INDEX(Seas_Ar,C13808)","v":"Win"},{"$f":"INDEX(WDWE_Ar,D13808)","v":"WD"},8,2,3,null,52.005000000000003,75.553094948717785,55.604340564165099,28.516321381502099]
[{"$f":"INDEX(Seas_Ar,C13819)","v":"Win"},{"$f":"INDEX(WDWE_Ar,D13819)","v":"WD"},8,2,14,null,69.069999999999993,102.46057291714736,83.476438636836903,28.516321381502099]
[{"$f":"INDEX(Seas_Ar,C13820)","v":"Win"},{"$f":"INDEX(WDWE_Ar,D13820)","v":"WD"},8,2,15,null,62.564999999999998,94.362205761600578,84.865048044991397,73.029598098421005]
[{"$f":"INDEX(Seas_Ar,C13834)","v":"Win"},{"$f":"INDEX(WDWE_Ar,D13834)","v":"WD"},8,3,5,null,53.795000000000002,68.958823354807279,81.428493183503093,57.133441226539603]
[{"$f":"INDEX(Seas_Ar,C13839)","v":"Win"},{"$f":"INDEX(WDWE_Ar,D13839)","v":"WD"},8,3,10,null,81.47,135.05194885007603,95.874032455058099,35.9553587325954]
[{"$f":"INDEX(Seas_Ar,C13854)","v":"Win"},{"$f":"INDEX(WDWE_Ar,D13854)","v":"WD"},8,4,1,null,62.86,89.002875786717738,57.942000746726897,58.030560625734303]
[{"$f":"INDEX(Seas_Ar,C13865)","v":"Win"},{"$f":"INDEX(WDWE_Ar,D13865)","v":"WD"},8,4,12,null,67.465000000000003,96.903335631522879,79.000922847347198,70.8422399089431]
[{"$f":"INDEX(Seas_Ar,C13870)","v":"Win"},{"$f":"INDEX(WDWE_Ar,D13870)","v":"WD"},8,4,17,null,61.980000000000004,89.834086491832508,82.687227712054195,279.15552695081698]
[{"$f":"INDEX(Seas_Ar,C13882)","v":"Win"},{"$f":"INDEX(WDWE_Ar,D13882)","v":"WD"},8,5,5,null,54.11,77.611330980430552,59.949989095816498,63.171359170331897]
[{"$f":"INDEX(Seas_Ar,C13895)","v":"Win"},{"$f":"INDEX(WDWE_Ar,D13895)","v":"WD"},8,5,18,null,71.19,90.736543828814263,108.14175139367499,705.60001134872402]
[{"$f":"INDEX(Seas_Ar,C13900)","v":"Win"},{"$f":"INDEX(WDWE_Ar,D13900)","v":"WD"},8,5,23,null,63.354999999999997,86.667569519966719,77.941977650899801,281.67552699134802]
[{"$f":"INDEX(Seas_Ar,C13911)","v":"Win"},{"$f":"INDEX(WDWE_Ar,D13911)","v":"WE"},8,6,10,null,70.210000000000008,90.103240434441091,72.157774283509298,57.516482309360498]
[{"$f":"INDEX(Seas_Ar,C13926)","v":"Win"},{"$f":"INDEX(WDWE_Ar,D13926)","v":"WE"},8,7,1,null,61.879999999999995,70.130434634397616,29.670301144552202,34.755840097579899]
[{"$f":"INDEX(Seas_Ar,C13931)","v":"Win"},{"$f":"INDEX(WDWE_Ar,D13931)","v":"WE"},8,7,6,null,52.935000000000002,75.014787063500592,10.139849749588899,27.861119832878099]
[{"$f":"INDEX(Seas_Ar,C13940)","v":"Win"},{"$f":"INDEX(WDWE_Ar,D13940)","v":"WE"},8,7,15,null,59.674999999999997,88.535814533367528,46.333621664171197,18.385920065002399]
[{"$f":"INDEX(Seas_Ar,C13956)","v":"Win"},{"$f":"INDEX(WDWE_Ar,D13956)","v":"WD"},8,1,7,null,42.400000000000006,96.377904870205597,77.782141612157801,136.83600220084099]
[{"$f":"INDEX(Seas_Ar,C13957)","v":"Win"},{"$f":"INDEX(WDWE_Ar,D13957)","v":"WD"},8,1,8,null,62.405000000000001,97.49376108993134,101.118782522649,676.72078627486098]
[{"$f":"INDEX(Seas_Ar,C13972)","v":"Win"},{"$f":"INDEX(WDWE_Ar,D13972)","v":"WD"},8,1,23,null,65.394999999999996,96.264314716101765,54.635309332194304,281.67552699134802]
[{"$f":"INDEX(Seas_Ar,C13977)","v":"Win"},{"$f":"INDEX(WDWE_Ar,D13977)","v":"WD"},8,2,4,null,58.3,92.930109604466111,9.9900001287460292,65.459523513774897]
[{"$f":"INDEX(Seas_Ar,C13988)","v":"Win"},{"$f":"INDEX(WDWE_Ar,D13988)","v":"WD"},8,2,15,null,62.475000000000001,93.404515542193849,64.575360222473094,48.454560471715901]
[{"$f":"INDEX(Seas_Ar,C14003)","v":"Win"},{"$f":"INDEX(WDWE_Ar,D14003)","v":"WD"},8,3,6,null,50.765000000000001,90.504625725661029,70.679250910878096,17.105759582986799]
[{"$f":"INDEX(Seas_Ar,C14011)","v":"Win"},{"$f":"INDEX(WDWE_Ar,D14011)","v":"WD"},8,3,14,null,58.370000000000005,79.493062551361334,37.832129420514001,37.114560289325702]
[{"$f":"INDEX(Seas_Ar,C14018)","v":"Win"},{"$f":"INDEX(WDWE_Ar,D14018)","v":"WD"},8,3,21,null,72.53,93.999193407796199,153.79604893333899,55.25856058115]
[{"$f":"INDEX(Seas_Ar,C14033)","v":"Win"},{"$f":"INDEX(WDWE_Ar,D14033)","v":"WD"},8,4,12,null,60.334999999999994,56.01999129449554,91.028883916969306,39.644642483339297]
[{"$f":"INDEX(Seas_Ar,C14044)","v":"Win"},{"$f":"INDEX(WDWE_Ar,D14044)","v":"WD"},8,4,23,null,65.634999999999991,58.378657435592501,91.028883916969306,222.84864542995399]
[{"$f":"INDEX(Seas_Ar,C14049)","v":"Win"},{"$f":"INDEX(WDWE_Ar,D14049)","v":"WD"},8,5,4,null,53.97,57.677071189657141,45.774180285043698,38.9491200112152]
[{"$f":"INDEX(Seas_Ar,C14064)","v":"Win"},{"$f":"INDEX(WDWE_Ar,D14064)","v":"WD"},8,5,19,null,59.435000000000002,68.50154469837409,363.10653589901398,676.72078627486098]
[{"$f":"INDEX(Seas_Ar,C14073)","v":"Win"},{"$f":"INDEX(WDWE_Ar,D14073)","v":"WE"},8,6,4,null,47.4,16.731161522115556,45.024930275387703,93.683523967723801]
[{"$f":"INDEX(Seas_Ar,C14079)","v":"Win"},{"$f":"INDEX(WDWE_Ar,D14079)","v":"WE"},8,6,10,null,61.185000000000002,83.328400695807943,68.231703928041497,60.086881581659298]
[{"$f":"INDEX(Seas_Ar,C14090)","v":"Win"},{"$f":"INDEX(WDWE_Ar,D14090)","v":"WE"},8,6,21,null,62.36,104.42276049026435,68.231703928041497,281.67552699134802]
[{"$f":"INDEX(Seas_Ar,C14095)","v":"Win"},{"$f":"INDEX(WDWE_Ar,D14095)","v":"WE"},8,7,2,null,55.605000000000004,93.471333279901955,10.6593302135896,79.400157893266595]
[{"$f":"INDEX(Seas_Ar,C14110)","v":"Win"},{"$f":"INDEX(WDWE_Ar,D14110)","v":"WE"},8,7,17,null,58.754999999999995,89.054680817394626,68.001930571503607,32.578560216369603]
[{"$f":"INDEX(Seas_Ar,C14121)","v":"Win"},{"$f":"INDEX(WDWE_Ar,D14121)","v":"WD"},8,1,4,null,31.810000000000002,23.09820945205341,9.9900001287460292,157.07664437209101]
[{"$f":"INDEX(Seas_Ar,C14131)","v":"Win"},{"$f":"INDEX(WDWE_Ar,D14131)","v":"WD"},8,1,14,null,64.83,71.802977401133603,158.25159569791299,18.385920065002399]
[{"$f":"INDEX(Seas_Ar,C14140)","v":"Win"},{"$f":"INDEX(WDWE_Ar,D14140)","v":"WD"},8,1,23,null,62.84,126.44575647800623,157.08276751207299,279.15552695081698]
[{"$f":"INDEX(Seas_Ar,C14151)","v":"Win"},{"$f":"INDEX(WDWE_Ar,D14151)","v":"WD"},8,2,10,null,61.674999999999997,62.500687696433765,153.76608015243499,31.5705602001571]
[{"$f":"INDEX(Seas_Ar,C14156)","v":"Win"},{"$f":"INDEX(WDWE_Ar,D14156)","v":"WD"},8,2,15,null,55.715000000000003,85.378970810420796,96.173727885861297,31.5705602001571]
[{"$f":"INDEX(Seas_Ar,C14167)","v":"Shl"},{"$f":"INDEX(WDWE_Ar,D14167)","v":"WD"},9,3,2,null,51.010000000000005,7.8816844398926467,9.9900001287460292,15.956640179738899]
[{"$f":"INDEX(Seas_Ar,C14182)","v":"Shl"},{"$f":"INDEX(WDWE_Ar,D14182)","v":"WD"},9,3,17,null,50.325000000000003,56.045552476431183,94.405501216649995,57.3552024605751]
[{"$f":"INDEX(Seas_Ar,C14189)","v":"Shl"},{"$f":"INDEX(WDWE_Ar,D14189)","v":"WD"},9,3,24,null,55.519999999999996,56.693443580464596,72.627297887277507,57.3552024605751]
[{"$f":"INDEX(Seas_Ar,C14197)","v":"Shl"},{"$f":"INDEX(WDWE_Ar,D14197)","v":"WD"},9,4,8,null,45.46,19.846866021720622,92.537368448739002,36.217440890131002]
[{"$f":"INDEX(Seas_Ar,C14212)","v":"Shl"},{"$f":"INDEX(WDWE_Ar,D14212)","v":"WD"},9,4,23,null,57.870000000000005,110.31980633816553,77.272649471497502,25.734241106042798]
[{"$f":"INDEX(Seas_Ar,C14213)","v":"Shl"},{"$f":"INDEX(WDWE_Ar,D14213)","v":"WD"},9,4,24,null,54.045000000000002,128.55586053242695,50.998949895071902,25.734241106042798]
[{"$f":"INDEX(Seas_Ar,C14228)","v":"Shl"},{"$f":"INDEX(WDWE_Ar,D14228)","v":"WD"},9,5,15,null,49.13,155.6900154857527,53.5563912999487,10.0800001621246]
[{"$f":"INDEX(Seas_Ar,C14233)","v":"Shl"},{"$f":"INDEX(WDWE_Ar,D14233)","v":"WD"},9,5,20,null,55.78,173.92012572493124,98.301602791213995,36.217440890131002]
[{"$f":"INDEX(Seas_Ar,C14244)","v":"Shl"},{"$f":"INDEX(WDWE_Ar,D14244)","v":"WE"},9,6,7,null,32.864999999999995,18.325213520504544,9.9900001287460292,22.055039508781402]
[{"$f":"INDEX(Seas_Ar,C14255)","v":"Shl"},{"$f":"INDEX(WDWE_Ar,D14255)","v":"WE"},9,6,18,null,50.064999999999998,148.78908363453448,109.320571713738,131.66495719579601]
[{"$f":"INDEX(Seas_Ar,C14263)","v":"Shl"},{"$f":"INDEX(WDWE_Ar,D14263)","v":"WE"},9,7,2,null,42.34,61.936011963560603,9.9900001287460292,257.39281029219597]
[{"$f":"INDEX(Seas_Ar,C14274)","v":"Shl"},{"$f":"INDEX(WDWE_Ar,D14274)","v":"WE"},9,7,13,null,59.28,96.951851356779002,44.725231033701903,36.086399811363201]
[{"$f":"INDEX(Seas_Ar,C14289)","v":"Win"},{"$f":"INDEX(WDWE_Ar,D14289)","v":"WD"},8,1,4,null,26.33,64.438302436949158,55.844102244043299,94.802404600954105]
[{"$f":"INDEX(Seas_Ar,C14300)","v":"Win"},{"$f":"INDEX(WDWE_Ar,D14300)","v":"WD"},8,1,15,null,31.189999999999998,82.760580866397717,65.104829009814196,94.802404600954105]
[{"$f":"INDEX(Seas_Ar,C14305)","v":"Win"},{"$f":"INDEX(WDWE_Ar,D14305)","v":"WD"},8,1,20,null,450.15999999999997,78.008684378873127,699.30000901222195,279.15552695081698]
[{"$f":"INDEX(Seas_Ar,C14313)","v":"Win"},{"$f":"INDEX(WDWE_Ar,D14313)","v":"WD"},8,2,4,null,27.995000000000001,40.892170453868104,40.0499106685781,64.512001037597599]
[{"$f":"INDEX(Seas_Ar,C14330)","v":"Win"},{"$f":"INDEX(WDWE_Ar,D14330)","v":"WD"},8,2,21,null,34.344999999999999,58.962307437039854,109.510384155149,279.15552695081698]
[{"$f":"INDEX(Seas_Ar,C14335)","v":"Win"},{"$f":"INDEX(WDWE_Ar,D14335)","v":"WD"},8,3,2,null,31.104999999999997,68.123446651764141,45.654301350545801,79.017120655660605]
[{"$f":"INDEX(Seas_Ar,C14350)","v":"Win"},{"$f":"INDEX(WDWE_Ar,D14350)","v":"WD"},8,3,17,null,30.96,72.241756940952129,76.323602507972694,279.15552695081698]
[{"$f":"INDEX(Seas_Ar,C14351)","v":"Win"},{"$f":"INDEX(WDWE_Ar,D14351)","v":"WD"},8,3,18,null,32.29,76.819093965669694,99.220680973834902,281.67552699134802]
[{"$f":"INDEX(Seas_Ar,C14366)","v":"Win"},{"$f":"INDEX(WDWE_Ar,D14366)","v":"WD"},8,4,9,null,228.04999999999998,108.61477685770501,70.968961829223602,26.943839971933301]
[{"$f":"INDEX(Seas_Ar,C14375)","v":"Win"},{"$f":"INDEX(WDWE_Ar,D14375)","v":"WD"},8,4,18,null,32.81,45.088062726525884,78.091829177183996,36.298078891916198]
[{"$f":"INDEX(Seas_Ar,C14381)","v":"Win"},{"$f":"INDEX(WDWE_Ar,D14381)","v":"WD"},8,4,24,null,29.815000000000001,60.371713470074361,39.650309139075198,36.298078891916198]
[{"$f":"INDEX(Seas_Ar,C14396)","v":"Win"},{"$f":"INDEX(WDWE_Ar,D14396)","v":"WD"},8,5,15,null,34.555,75.008847684707945,79.470454072880699,10.0800001621246]
[{"$f":"INDEX(Seas_Ar,C14407)","v":"Win"},{"$f":"INDEX(WDWE_Ar,D14407)","v":"WE"},8,6,2,null,30.645,61.444930908073111,29.7402308405828,15.4728006333828]
[{"$f":"INDEX(Seas_Ar,C14412)","v":"Win"},{"$f":"INDEX(WDWE_Ar,D14412)","v":"WE"},8,6,7,null,22.395,61.057020990724169,31.238730859894702,10.0800001621246]
[{"$f":"INDEX(Seas_Ar,C14423)","v":"Win"},{"$f":"INDEX(WDWE_Ar,D14423)","v":"WE"},8,6,18,null,30.384999999999998,44.247591238936486,79.020899494028001,43.737120088224401]
[{"$f":"INDEX(Seas_Ar,C14438)","v":"Win"},{"$f":"INDEX(WDWE_Ar,D14438)","v":"WE"},8,7,9,null,27.47,53.576824751178656,39.370590354952803,21.077280185193999]
[{"$f":"INDEX(Seas_Ar,C14446)","v":"Win"},{"$f":"INDEX(WDWE_Ar,D14446)","v":"WE"},8,7,17,null,30.08,67.903631031933074,43.9460122431421,32.165280363531103]
[{"$f":"INDEX(Seas_Ar,C14453)","v":"Win"},{"$f":"INDEX(WDWE_Ar,D14453)","v":"WE"},8,7,24,null,29.7,60.119572023797552,39.370590354952803,47.154239527950203]
[{"$f":"INDEX(Seas_Ar,C14468)","v":"Win"},{"$f":"INDEX(WDWE_Ar,D14468)","v":"WE"},8,6,15,null,38.355000000000004,61.382432874980246,78.371547961306504,22.266720511941902]
[{"$f":"INDEX(Seas_Ar,C14473)","v":"Win"},{"$f":"INDEX(WDWE_Ar,D14473)","v":"WE"},8,6,20,null,57.31,68.22121271250127,110.459431118674,139.083837930355]
[{"$f":"INDEX(Seas_Ar,C14484)","v":"Win"},{"$f":"INDEX(WDWE_Ar,D14484)","v":"WE"},8,7,7,null,39.355000000000004,57.51589196684337,105.28461074711301,34.634881172294598]
[{"$f":"INDEX(Seas_Ar,C14489)","v":"Win"},{"$f":"INDEX(WDWE_Ar,D14489)","v":"WE"},8,7,12,null,37.869999999999997,61.557786204147462,70.659274264197293,10.0800001621246]
[{"$f":"INDEX(Seas_Ar,C14499)","v":"Win"},{"$f":"INDEX(WDWE_Ar,D14499)","v":"WE"},8,7,22,null,33.92,59.725343914350162,96.3435636805916,45.027358878507499]
[{"$f":"INDEX(Seas_Ar,C14514)","v":"Win"},{"$f":"INDEX(WDWE_Ar,D14514)","v":"WD"},8,1,13,null,34.72,45.53925958472324,69.840094558510799,10.0800001621246]
[{"$f":"INDEX(Seas_Ar,C14519)","v":"Win"},{"$f":"INDEX(WDWE_Ar,D14519)","v":"WD"},8,1,18,null,36.92,41.435991682210634,108.69120444946201,281.67552699134802]
[{"$f":"INDEX(Seas_Ar,C14530)","v":"Win"},{"$f":"INDEX(WDWE_Ar,D14530)","v":"WD"},8,2,5,null,31.005000000000003,23.094033451320954,45.264691955266002,44.593922409133903]
[{"$f":"INDEX(Seas_Ar,C14545)","v":"Win"},{"$f":"INDEX(WDWE_Ar,D14545)","v":"WD"},8,2,20,null,34.814999999999998,80.820349413164976,82.817102591657601,281.67552699134802]
[{"$f":"INDEX(Seas_Ar,C14556)","v":"Win"},{"$f":"INDEX(WDWE_Ar,D14556)","v":"WD"},8,3,7,null,27.42,58.015648954969912,59.910031991572303,10.0800001621246]
[{"$f":"INDEX(Seas_Ar,C14566)","v":"Win"},{"$f":"INDEX(WDWE_Ar,D14566)","v":"WD"},8,3,17,null,20.524999999999999,57.700012962468939,71.5783524468183,10.0800001621246]
[{"$f":"INDEX(Seas_Ar,C14575)","v":"Win"},{"$f":"INDEX(WDWE_Ar,D14575)","v":"WD"},8,4,2,null,32.774999999999999,64.074106477696859,36.083879397983502,10.0800001621246]
[{"$f":"INDEX(Seas_Ar,C14586)","v":"Win"},{"$f":"INDEX(WDWE_Ar,D14586)","v":"WD"},8,4,13,null,34.25,59.751646913725246,41.378578704042397,10.0800001621246]
[{"$f":"INDEX(Seas_Ar,C14591)","v":"Win"},{"$f":"INDEX(WDWE_Ar,D14591)","v":"WD"},8,4,18,null,38.33,53.45646239662257,67.882047826123198,145.48464418564799]
[{"$f":"INDEX(Seas_Ar,C14606)","v":"Win"},{"$f":"INDEX(WDWE_Ar,D14606)","v":"WD"},8,5,9,null,71.7,51.737999770783958,42.0778794752311,29.856961326160398]
[{"$f":"INDEX(Seas_Ar,C14607)","v":"Win"},{"$f":"INDEX(WDWE_Ar,D14607)","v":"WD"},8,5,10,null,36.739999999999995,58.629385607055134,42.0778794752311,29.856961326160398]
[{"$f":"INDEX(Seas_Ar,C14622)","v":"Win"},{"$f":"INDEX(WDWE_Ar,D14622)","v":"WD"},8,1,1,null,7.0149999999999997,1.1173173736492934E-2,29.810160536613399,37.658881220932003]
[{"$f":"INDEX(Seas_Ar,C14632)","v":"Win"},{"$f":"INDEX(WDWE_Ar,D14632)","v":"WD"},8,1,11,null,30.645,2.8882654108834234,41.718238860855003,28.9699202352333]
[{"$f":"INDEX(Seas_Ar,C14637)","v":"Win"},{"$f":"INDEX(WDWE_Ar,D14637)","v":"WD"},8,1,16,null,14.469999999999999,5.6927320187431496,41.6982622141742,37.013761825790397]
[{"$f":"INDEX(Seas_Ar,C14652)","v":"Win"},{"$f":"INDEX(WDWE_Ar,D14652)","v":"WD"},8,2,7,null,1.02,4.8156378804284552,37.612352009081803,18.385920065002399]
[{"$f":"INDEX(Seas_Ar,C14663)","v":"Win"},{"$f":"INDEX(WDWE_Ar,D14663)","v":"WD"},8,2,18,null,16.62,3.9106108077725271E-2,63.826110212817099,47.476799225520999]
[{"$f":"INDEX(Seas_Ar,C14668)","v":"Win"},{"$f":"INDEX(WDWE_Ar,D14668)","v":"WD"},8,2,23,null,32.229999999999997,1.5698309099772572,32.047922242240901,39.100321551733003]
[{"$f":"INDEX(Seas_Ar,C14683)","v":"Win"},{"$f":"INDEX(WDWE_Ar,D14683)","v":"WD"},8,3,14,null,25.605,4.4692694945971737E-2,42.257699782419103,18.385920065002399]
[{"$f":"INDEX(Seas_Ar,C14690)","v":"Win"},{"$f":"INDEX(WDWE_Ar,D14690)","v":"WD"},8,3,21,null,46.31,54.458048791666563,65.774157189216496,28.818720617322899]
[{"$f":"INDEX(Seas_Ar,C14698)","v":"Win"},{"$f":"INDEX(WDWE_Ar,D14698)","v":"WD"},8,4,5,null,9.6350000000000016,1.1173173736492934E-2,21.378599894428199,18.385920065002399]
[{"$f":"INDEX(Seas_Ar,C14709)","v":"Win"},{"$f":"INDEX(WDWE_Ar,D14709)","v":"WD"},8,4,16,null,11.885,96.519461322694198,42.117840390357898,19.363679388589802]
[{"$f":"INDEX(Seas_Ar,C14724)","v":"Win"},{"$f":"INDEX(WDWE_Ar,D14724)","v":"WD"},8,5,7,null,1.03,11.865910508155498,33.506461346426001,28.234080684823901]
[{"$f":"INDEX(Seas_Ar,C14729)","v":"Win"},{"$f":"INDEX(WDWE_Ar,D14729)","v":"WD"},8,5,12,null,14.955,7.8994338317005051,33.506461346426001,10.0800001621246]
[{"$f":"INDEX(Seas_Ar,C14740)","v":"Win"},{"$f":"INDEX(WDWE_Ar,D14740)","v":"WD"},8,5,23,null,8.3049999999999997,13.625685371653134,33.506461346426001,27.861119832878099]
[{"$f":"INDEX(Seas_Ar,C14748)","v":"Win"},{"$f":"INDEX(WDWE_Ar,D14748)","v":"WE"},8,6,7,null,21.29,7.5363056852644839,21.908070587210599,17.519039435825299]
[{"$f":"INDEX(Seas_Ar,C14755)","v":"Win"},{"$f":"INDEX(WDWE_Ar,D14755)","v":"WE"},8,6,14,null,21.92,11.134067628415208,18.621359630241301,10.0800001621246]
[{"$f":"INDEX(Seas_Ar,C14770)","v":"Win"},{"$f":"INDEX(WDWE_Ar,D14770)","v":"WE"},8,7,5,null,2.3049999999999997,1.1173173736492934E-2,8.4915001094341207,42.467041759691199]
[{"$f":"INDEX(Seas_Ar,C14775)","v":"Win"},{"$f":"INDEX(WDWE_Ar,D14775)","v":"WE"},8,7,10,null,0.44,3.4692704451810559,9.9900001287460292,20.956321259908599]
[{"$f":"INDEX(Seas_Ar,C14786)","v":"Win"},{"$f":"INDEX(WDWE_Ar,D14786)","v":"WE"},8,7,21,null,28.285000000000004,15.927359161370678,30.239730847020098,40.622399884319201]
[{"$f":"INDEX(Seas_Ar,C14801)","v":"Shl"},{"$f":"INDEX(WDWE_Ar,D14801)","v":"WD"},9,1,12,null,151.08499999999998,150.57512818074852,214.195596418891,281.67552699134802]
[{"$f":"INDEX(Seas_Ar,C14806)","v":"Shl"},{"$f":"INDEX(WDWE_Ar,D14806)","v":"WD"},9,1,17,null,110.4,151.77387685369888,216.06372156503599,676.72078627486098]
[{"$f":"INDEX(Seas_Ar,C14816)","v":"Shl"},{"$f":"INDEX(WDWE_Ar,D14816)","v":"WD"},9,2,3,null,92.83,125.71492493248581,67.292641476974495,279.15552695081698]
[{"$f":"INDEX(Seas_Ar,C14831)","v":"Shl"},{"$f":"INDEX(WDWE_Ar,D14831)","v":"WD"},9,2,18,null,209.70499999999998,222.84430458692472,335.374285785756,281.67552699134802]
[{"$f":"INDEX(Seas_Ar,C14842)","v":"Shl"},{"$f":"INDEX(WDWE_Ar,D14842)","v":"WD"},9,3,5,null,96.64,97.54125740360648,44.0259302625131,283.63104948373802]
[{"$f":"INDEX(Seas_Ar,C14847)","v":"Shl"},{"$f":"INDEX(WDWE_Ar,D14847)","v":"WD"},9,3,10,null,169.81,160.79215533174079,98.8510482252359,52.587359000101003]
[{"$f":"INDEX(Seas_Ar,C14862)","v":"Shl"},{"$f":"INDEX(WDWE_Ar,D14862)","v":"WD"},9,4,1,null,158.76,116.11878811979092,199.809987087378,166.733286373109]
[{"$f":"INDEX(Seas_Ar,C14863)","v":"Shl"},{"$f":"INDEX(WDWE_Ar,D14863)","v":"WD"},9,4,2,null,114.06,119.8195404332069,199.809987087378,166.733286373109]
[{"$f":"INDEX(Seas_Ar,C14881)","v":"Shl"},{"$f":"INDEX(WDWE_Ar,D14881)","v":"WD"},9,4,20,null,134.19999999999999,176.58490066922519,272.73700327075397,1309.17029058767]
[{"$f":"INDEX(Seas_Ar,C14882)","v":"Shl"},{"$f":"INDEX(WDWE_Ar,D14882)","v":"WD"},9,4,21,null,172.87,149.51162294782333,271.548190816469,1309.17029058767]
[{"$f":"INDEX(Seas_Ar,C14893)","v":"Shl"},{"$f":"INDEX(WDWE_Ar,D14893)","v":"WD"},9,5,8,null,154.19,155.41315487619431,239.70006552809701,281.67552699134802]
[{"$f":"INDEX(Seas_Ar,C14908)","v":"Shl"},{"$f":"INDEX(WDWE_Ar,D14908)","v":"WD"},9,5,23,null,95.55,213.81373125069871,275.29444086474899,285.59663105831999]
[{"$f":"INDEX(Seas_Ar,C14919)","v":"Shl"},{"$f":"INDEX(WDWE_Ar,D14919)","v":"WE"},9,6,10,null,121.795,252.52409224335707,218.61117464657301,127.794240824947]
[{"$f":"INDEX(Seas_Ar,C14924)","v":"Shl"},{"$f":"INDEX(WDWE_Ar,D14924)","v":"WE"},9,6,15,null,113.755,134.49960110502971,203.74604957706899,131.73552457974401]
[{"$f":"INDEX(Seas_Ar,C14939)","v":"Shl"},{"$f":"INDEX(WDWE_Ar,D14939)","v":"WE"},9,7,6,null,90.4,125.56738663427653,40.449512198081003,229.79376492642399]
[{"$f":"INDEX(Seas_Ar,C14949)","v":"Shl"},{"$f":"INDEX(WDWE_Ar,D14949)","v":"WE"},9,7,16,null,100.59,180.64835129907229,52.587360067977897,48.767041861019102]
[{"$f":"INDEX(Seas_Ar,C14954)","v":"Shl"},{"$f":"INDEX(WDWE_Ar,D14954)","v":"WE"},9,7,21,null,111.79,149.94194298426706,127.032845295581,281.67552699134802]
[{"$f":"INDEX(Seas_Ar,C14965)","v":"Shl"},{"$f":"INDEX(WDWE_Ar,D14965)","v":"WD"},9,1,8,null,85.93,118.48927006770394,72.217711845316899,40.692959577836902]
[{"$f":"INDEX(Seas_Ar,C14980)","v":"Shl"},{"$f":"INDEX(WDWE_Ar,D14980)","v":"WD"},9,1,23,null,128.14500000000001,183.83064846875808,51.188762336483002,279.15552695081698]
[{"$f":"INDEX(Seas_Ar,C14985)","v":"Shl"},{"$f":"INDEX(WDWE_Ar,D14985)","v":"WD"},9,2,4,null,66.825000000000003,102.69843695411586,55.414531933636603,39.916799103927502]
[{"$f":"INDEX(Seas_Ar,C14992)","v":"Shl"},{"$f":"INDEX(WDWE_Ar,D14992)","v":"WD"},9,2,11,null,89.794999999999987,192.05187927577597,72.037891538128804,10.0800001621246]
[{"$f":"INDEX(Seas_Ar,C15000)","v":"Shl"},{"$f":"INDEX(WDWE_Ar,D15000)","v":"WD"},9,2,19,null,85.240000000000009,185.15175830528216,614.40500742985705,281.67552699134802]
[{"$f":"INDEX(Seas_Ar,C15015)","v":"Shl"},{"$f":"INDEX(WDWE_Ar,D15015)","v":"WD"},9,3,10,null,157.82499999999999,148.16960930042322,70.039891512379597,66.417120453004799]
[{"$f":"INDEX(Seas_Ar,C15026)","v":"Shl"},{"$f":"INDEX(WDWE_Ar,D15026)","v":"WD"},9,3,21,null,152.76,105.43884722312181,356.912723624367,676.72078627486098]
[{"$f":"INDEX(Seas_Ar,C15031)","v":"Shl"},{"$f":"INDEX(WDWE_Ar,D15031)","v":"WD"},9,4,2,null,81.715000000000003,96.45887090188404,43.826129497761698,281.67552699134802]
[{"$f":"INDEX(Seas_Ar,C15042)","v":"Shl"},{"$f":"INDEX(WDWE_Ar,D15042)","v":"WD"},9,4,13,null,112.67,101.65404606983671,65.214719620971593,61.4779226806927]
[{"$f":"INDEX(Seas_Ar,C15057)","v":"Shl"},{"$f":"INDEX(WDWE_Ar,D15057)","v":"WD"},9,5,4,null,63.984999999999999,68.733417170507778,41.608352060580202,279.70991465504602]
[{"$f":"INDEX(Seas_Ar,C15063)","v":"Shl"},{"$f":"INDEX(WDWE_Ar,D15063)","v":"WD"},9,5,10,null,119.83,104.2962657428848,63.696239144096303,82.272964091815993]
[{"$f":"INDEX(Seas_Ar,C15072)","v":"Shl"},{"$f":"INDEX(WDWE_Ar,D15072)","v":"WD"},9,5,19,null,68.17,106.26900407985653,70.779149387812595,281.67552699134802]
[{"$f":"INDEX(Seas_Ar,C15087)","v":"Shl"},{"$f":"INDEX(WDWE_Ar,D15087)","v":"WE"},9,6,10,null,87.18,172.20845247447224,37.322641090736397,43.293601465368198]
[{"$f":"INDEX(Seas_Ar,C15098)","v":"Shl"},{"$f":"INDEX(WDWE_Ar,D15098)","v":"WE"},9,6,21,null,82.965000000000003,138.58263656780952,41.448512210955599,45.128161187257703]
[{"$f":"INDEX(Seas_Ar,C15103)","v":"Shl"},{"$f":"INDEX(WDWE_Ar,D15103)","v":"WE"},9,7,2,null,72.77,146.85742588171354,9.9900001287460292,10.0800001621246]
[{"$f":"INDEX(Seas_Ar,C15118)","v":"Shl"},{"$f":"INDEX(WDWE_Ar,D15118)","v":"WE"},9,7,17,null,134.435,69.554647609428145,56.093852247261999,10.0800001621246]
[{"$f":"INDEX(Seas_Ar,C15125)","v":"Shl"},{"$f":"INDEX(WDWE_Ar,D15125)","v":"WE"},9,7,24,null,156.69499999999999,90.942344692614711,9.9900001287460292,35.693280420274696]
[{"$f":"INDEX(Seas_Ar,C15133)","v":"Shl"},{"$f":"INDEX(WDWE_Ar,D15133)","v":"WD"},9,1,8,null,22.884999999999998,116.02985751701003,71.078852440380999,331.38000532984699]
[{"$f":"INDEX(Seas_Ar,C15138)","v":"Shl"},{"$f":"INDEX(WDWE_Ar,D15138)","v":"WD"},9,1,13,null,87.924999999999997,118.34574164001216,50.119828816695097,271.62576559924099]
[{"$f":"INDEX(Seas_Ar,C15149)","v":"Shl"},{"$f":"INDEX(WDWE_Ar,D15149)","v":"WD"},9,1,24,null,72.724999999999994,93.878629028224438,42.577379481668402,281.67552699134802]
[{"$f":"INDEX(Seas_Ar,C15164)","v":"Shl"},{"$f":"INDEX(WDWE_Ar,D15164)","v":"WD"},9,2,15,null,87.09,138.04294554933583,46.992961520233102,83.331359494581093]
[{"$f":"INDEX(Seas_Ar,C15175)","v":"Shl"},{"$f":"INDEX(WDWE_Ar,D15175)","v":"WD"},9,3,2,null,87.039999999999992,97.348392258125926,60.339602301978999,36.691202128219601]
[{"$f":"INDEX(Seas_Ar,C15183)","v":"Shl"},{"$f":"INDEX(WDWE_Ar,D15183)","v":"WD"},9,3,10,null,97.435000000000002,131.69661046138955,91.498407520737601,10.0800001621246]
[{"$f":"INDEX(Seas_Ar,C15194)","v":"Shl"},{"$f":"INDEX(WDWE_Ar,D15194)","v":"WD"},9,3,21,null,87.02000000000001,126.04097765574218,96.952954298186299,223.79616790613099]
[{"$f":"INDEX(Seas_Ar,C15205)","v":"Shl"},{"$f":"INDEX(WDWE_Ar,D15205)","v":"WD"},9,4,8,null,89.93,126.77230948405862,92.287618445520295,54.028799330901997]
[{"$f":"INDEX(Seas_Ar,C15210)","v":"Shl"},{"$f":"INDEX(WDWE_Ar,D15210)","v":"WD"},9,4,13,null,106.83500000000001,132.46857183572359,74.455469740061702,10.0800001621246]
[{"$f":"INDEX(Seas_Ar,C15225)","v":"Shl"},{"$f":"INDEX(WDWE_Ar,D15225)","v":"WD"},9,5,4,null,67.22,99.583017289092922,74.045883698100994,159.616808719587]
[{"$f":"INDEX(Seas_Ar,C15236)","v":"Shl"},{"$f":"INDEX(WDWE_Ar,D15236)","v":"WD"},9,5,15,null,87.38,134.17501276846204,74.045883698100994,147.168002367019]
[{"$f":"INDEX(Seas_Ar,C15241)","v":"Shl"},{"$f":"INDEX(WDWE_Ar,D15241)","v":"WD"},9,5,20,null,103.44,135.62955051589145,92.127782406778294,279.15552695081698]
[{"$f":"INDEX(Seas_Ar,C15251)","v":"Shl"},{"$f":"INDEX(WDWE_Ar,D15251)","v":"WE"},9,6,6,null,67.004999999999995,94.886241769460469,70.739188472685697,48.3840007781982]
[{"$f":"INDEX(Seas_Ar,C15256)","v":"Shl"},{"$f":"INDEX(WDWE_Ar,D15256)","v":"WE"},9,6,11,null,68.414999999999992,96.600808611402414,71.188743051538495,10.0800001621246]
[{"$f":"INDEX(Seas_Ar,C15271)","v":"Shl"},{"$f":"INDEX(WDWE_Ar,D15271)","v":"WE"},9,7,2,null,70.52000000000001,93.813621754596312,67.232703915166894,36.066239349613099]
[{"$f":"INDEX(Seas_Ar,C15282)","v":"Shl"},{"$f":"INDEX(WDWE_Ar,D15282)","v":"WE"},9,7,13,null,101.36000000000001,135.9383350656251,52.477469456820401,10.0800001621246]
[{"$f":"INDEX(Seas_Ar,C15287)","v":"Shl"},{"$f":"INDEX(WDWE_Ar,D15287)","v":"WE"},9,7,18,null,71.760000000000005,97.835946810336907,68.211719659595403,36.066239349613099]
[{"$f":"INDEX(Seas_Ar,C15298)","v":"Shl"},{"$f":"INDEX(WDWE_Ar,D15298)","v":"WD"},9,1,5,null,47.195,56.449199101139811,37.542422313051198,92.473919334011001]
[{"$f":"INDEX(Seas_Ar,C15307)","v":"Shl"},{"$f":"INDEX(WDWE_Ar,D15307)","v":"WD"},9,1,14,null,72.155000000000001,63.137973141849386,73.9559697336244,33.788161004867497]
[{"$f":"INDEX(Seas_Ar,C15317)","v":"Shl"},{"$f":"INDEX(WDWE_Ar,D15317)","v":"WD"},9,1,24,null,70.734999999999999,62.465410462824863,73.9559697336244,210.268809534263]
[{"$f":"INDEX(Seas_Ar,C15328)","v":"Shl"},{"$f":"INDEX(WDWE_Ar,D15328)","v":"WD"},9,2,11,null,64.45,232.2183880111358,108.17172017457899,43.918560398759801]
[{"$f":"INDEX(Seas_Ar,C15343)","v":"Shl"},{"$f":"INDEX(WDWE_Ar,D15343)","v":"WD"},9,3,2,null,54.53,72.360373713130741,49.020930326886102,43.918560398759801]
[{"$f":"INDEX(Seas_Ar,C15348)","v":"Shl"},{"$f":"INDEX(WDWE_Ar,D15348)","v":"WD"},9,3,7,null,54.585000000000001,56.808513409111818,79.290633765692704,43.918560398759801]
[{"$f":"INDEX(Seas_Ar,C15359)","v":"Shl"},{"$f":"INDEX(WDWE_Ar,D15359)","v":"WD"},9,3,18,null,58.055,63.617058885812064,111.138751432299,122.179681042261]
[{"$f":"INDEX(Seas_Ar,C15365)","v":"Shl"},{"$f":"INDEX(WDWE_Ar,D15365)","v":"WD"},9,3,24,null,65.234999999999999,62.391704963753689,74.275649432873706,103.85424043990101]
[{"$f":"INDEX(Seas_Ar,C15374)","v":"Shl"},{"$f":"INDEX(WDWE_Ar,D15374)","v":"WD"},9,4,9,null,74,85.66421629547871,109.780110805048,88.552799886178903]
[{"$f":"INDEX(Seas_Ar,C15389)","v":"Shl"},{"$f":"INDEX(WDWE_Ar,D15389)","v":"WD"},9,4,24,null,71.319999999999993,59.406632251370908,59.910031991572303,192.16512247550901]
[{"$f":"INDEX(Seas_Ar,C15394)","v":"Shl"},{"$f":"INDEX(WDWE_Ar,D15394)","v":"WD"},9,5,5,null,62.480000000000004,53.823440696729037,58.931012436261199,114.58944215065]
[{"$f":"INDEX(Seas_Ar,C15405)","v":"Shl"},{"$f":"INDEX(WDWE_Ar,D15405)","v":"WD"},9,5,16,null,62.585000000000001,70.499309861583455,80.419501036405507,156.240002512931]
[{"$f":"INDEX(Seas_Ar,C15420)","v":"Shl"},{"$f":"INDEX(WDWE_Ar,D15420)","v":"WE"},9,6,7,null,52.71,37.193637468794094,68.841094545636196,48.424321701698297]
[{"$f":"INDEX(Seas_Ar,C15427)","v":"Shl"},{"$f":"INDEX(WDWE_Ar,D15427)","v":"WE"},9,6,14,null,63.254999999999995,76.30361791343887,56.273672554450002,34.261922242956103]
[{"$f":"INDEX(Seas_Ar,C15435)","v":"Shl"},{"$f":"INDEX(WDWE_Ar,D15435)","v":"WE"},9,6,22,null,57.564999999999998,79.288690625821658,76.733188549933402,67.646881703252802]
[{"$f":"INDEX(Seas_Ar,C15450)","v":"Shl"},{"$f":"INDEX(WDWE_Ar,D15450)","v":"WE"},9,7,13,null,54.370000000000005,60.456935613135222,66.723211774506495,24.696000397205299]
[{"$f":"INDEX(Seas_Ar,C15461)","v":"Shl"},{"$f":"INDEX(WDWE_Ar,D15461)","v":"WE"},9,7,24,null,47.81,60.374016926680142,44.325629504199,46.720799213361701]
[{"$f":"INDEX(Seas_Ar,C15466)","v":"Shl"},{"$f":"INDEX(WDWE_Ar,D15466)","v":"WD"},9,1,5,null,55.11,54.219061804371989,34.385578613920103,117.724322816305]
[{"$f":"INDEX(Seas_Ar,C15481)","v":"Shl"},{"$f":"INDEX(WDWE_Ar,D15481)","v":"WD"},9,1,20,null,69.365000000000009,93.638122872548919,111.138751432299,281.67552699134802]
[{"$f":"INDEX(Seas_Ar,C15492)","v":"Shl"},{"$f":"INDEX(WDWE_Ar,D15492)","v":"WD"},9,2,7,null,60.36,59.423163390138996,90.649259034147207,125.627039252004]
[{"$f":"INDEX(Seas_Ar,C15498)","v":"Shl"},{"$f":"INDEX(WDWE_Ar,D15498)","v":"WD"},9,2,13,null,69.900000000000006,82.846083734997762,71.228703966665293,19.938241012821202]
[{"$f":"INDEX(Seas_Ar,C15507)","v":"Shl"},{"$f":"INDEX(WDWE_Ar,D15507)","v":"WD"},9,2,22,null,69.55,96.262489709968307,106.25364197908399,82.908001333475099]
[{"$f":"INDEX(Seas_Ar,C15512)","v":"Shl"},{"$f":"INDEX(WDWE_Ar,D15512)","v":"WD"},9,3,3,null,52.78,88.701813821212454,54.675270247321102,10.0800001621246]
[{"$f":"INDEX(Seas_Ar,C15527)","v":"Shl"},{"$f":"INDEX(WDWE_Ar,D15527)","v":"WD"},9,3,18,null,64.95,89.246325307887901,109.780110805048,157.04640560207301]
[{"$f":"INDEX(Seas_Ar,C15538)","v":"Shl"},{"$f":"INDEX(WDWE_Ar,D15538)","v":"WD"},9,4,5,null,49.69,80.516288685451983,38.651309126200601,160.36271888783401]
[{"$f":"INDEX(Seas_Ar,C15543)","v":"Shl"},{"$f":"INDEX(WDWE_Ar,D15543)","v":"WD"},9,4,10,null,67.875,99.36888310936267,67.572360261096904,63.090721168546601]
[{"$f":"INDEX(Seas_Ar,C15556)","v":"Shl"},{"$f":"INDEX(WDWE_Ar,D15556)","v":"WD"},9,4,23,null,61.55,96.67310492942849,66.213719633846196,153.19583815732901]
[{"$f":"INDEX(Seas_Ar,C15568)","v":"Shl"},{"$f":"INDEX(WDWE_Ar,D15568)","v":"WD"},9,5,11,null,63.384999999999998,80.775154802068172,87.9519620480919,10.0800001621246]
[{"$f":"INDEX(Seas_Ar,C15573)","v":"Shl"},{"$f":"INDEX(WDWE_Ar,D15573)","v":"WD"},9,5,16,null,57.42,83.801210441133378,103.47642316277501,50.077441113052302]
[{"$f":"INDEX(Seas_Ar,C15584)","v":"Shl"},{"$f":"INDEX(WDWE_Ar,D15584)","v":"WE"},9,6,3,null,45.6,77.517012299829815,48.7611920003271,10.0800001621246]
[{"$f":"INDEX(Seas_Ar,C15599)","v":"Shl"},{"$f":"INDEX(WDWE_Ar,D15599)","v":"WE"},9,6,18,null,55.215000000000003,83.167434776314423,63.936000823974602,68.564157718982599]
[{"$f":"INDEX(Seas_Ar,C15604)","v":"Shl"},{"$f":"INDEX(WDWE_Ar,D15604)","v":"WE"},9,6,23,null,51.98,79.088061835155699,53.30664129673,68.564157718982599]
[{"$f":"INDEX(Seas_Ar,C15618)","v":"Shl"},{"$f":"INDEX(WDWE_Ar,D15618)","v":"WE"},9,7,13,null,55.95,67.706879121857341,24.8651097107076,44.9870418002224]
[{"$f":"INDEX(Seas_Ar,C15629)","v":"Shl"},{"$f":"INDEX(WDWE_Ar,D15629)","v":"WE"},9,7,24,null,50.825000000000003,72.571776830678999,38.921039586982701,52.930079159421801]
[{"$f":"INDEX(Seas_Ar,C15630)","v":"Shl"},{"$f":"INDEX(WDWE_Ar,D15630)","v":"WD"},9,1,1,null,6.7050000000000001,18.324864593007892,44.485469353823603,10.0800001621246]
[{"$f":"INDEX(Seas_Ar,C15645)","v":"Shl"},{"$f":"INDEX(WDWE_Ar,D15645)","v":"WD"},9,1,16,null,48.155000000000001,85.102591679755008,72.497430629439293,10.0800001621246]
[{"$f":"INDEX(Seas_Ar,C15650)","v":"Shl"},{"$f":"INDEX(WDWE_Ar,D15650)","v":"WD"},9,1,21,null,69.56,166.9576545906618,73.056868197684196,10.0800001621246]
[{"$f":"INDEX(Seas_Ar,C15661)","v":"Shl"},{"$f":"INDEX(WDWE_Ar,D15661)","v":"WD"},9,2,8,null,61.84,75.64674815978222,73.056868197684196,10.0800001621246]
[{"$f":"INDEX(Seas_Ar,C15676)","v":"Shl"},{"$f":"INDEX(WDWE_Ar,D15676)","v":"WD"},9,2,23,null,80.914999999999992,59.995926762478902,72.777149413561801,10.0800001621246]
[{"$f":"INDEX(Seas_Ar,C15680)","v":"Shl"},{"$f":"INDEX(WDWE_Ar,D15680)","v":"WD"},9,3,3,null,39.835000000000001,72.139150351950292,46.613340448293599,40.309922340230898]
[{"$f":"INDEX(Seas_Ar,C15691)","v":"Shl"},{"$f":"INDEX(WDWE_Ar,D15691)","v":"WD"},9,3,14,null,82.41,82.361864115080238,62.117821105413398,10.0800001621246]
[{"$f":"INDEX(Seas_Ar,C15706)","v":"Shl"},{"$f":"INDEX(WDWE_Ar,D15706)","v":"WD"},9,4,5,null,61.435000000000002,45.858840540798866,43.926031785578701,255.49776533984101]
[{"$f":"INDEX(Seas_Ar,C15717)","v":"Shl"},{"$f":"INDEX(WDWE_Ar,D15717)","v":"WD"},9,4,16,null,50,71.839070691584439,57.672270285944897,60.3388815857124]
[{"$f":"INDEX(Seas_Ar,C15722)","v":"Shl"},{"$f":"INDEX(WDWE_Ar,D15722)","v":"WD"},9,4,21,null,76.704999999999998,77.974032636841827,71.508422750787702,281.67552699134802]
[{"$f":"INDEX(Seas_Ar,C15737)","v":"Shl"},{"$f":"INDEX(WDWE_Ar,D15737)","v":"WD"},9,5,12,null,62.65,83.002034057194052,58.970969540505301,10.0800001621246]
[{"$f":"INDEX(Seas_Ar,C15742)","v":"Shl"},{"$f":"INDEX(WDWE_Ar,D15742)","v":"WD"},9,5,17,null,51.2,76.700361189511213,86.303610502495701,37.679041682681998]
[{"$f":"INDEX(Seas_Ar,C15752)","v":"Shl"},{"$f":"INDEX(WDWE_Ar,D15752)","v":"WE"},9,6,3,null,14.96,65.450708144240352,61.388551553320802,11.279519758443801]
[{"$f":"INDEX(Seas_Ar,C15767)","v":"Shl"},{"$f":"INDEX(WDWE_Ar,D15767)","v":"WE"},9,6,18,null,69.325000000000003,66.684368970188842,73.056868197684196,10.0800001621246]
[{"$f":"INDEX(Seas_Ar,C15768)","v":"Shl"},{"$f":"INDEX(WDWE_Ar,D15768)","v":"WE"},9,6,19,null,69.094999999999999,74.526450761083041,76.573352511191302,10.0800001621246]
[{"$f":"INDEX(Seas_Ar,C15783)","v":"Shl"},{"$f":"INDEX(WDWE_Ar,D15783)","v":"WE"},9,7,10,null,40.484999999999999,67.397891718169859,43.766191935954097,7.0055999204158699]
[{"$f":"INDEX(Seas_Ar,C15794)","v":"Shl"},{"$f":"INDEX(WDWE_Ar,D15794)","v":"WE"},9,7,21,null,61.230000000000004,79.267709394863488,66.313618110780595,56.286721059112502]
[{"$f":"INDEX(Seas_Ar,C15800)","v":"Shl"},{"$f":"INDEX(WDWE_Ar,D15800)","v":"WD"},9,1,3,null,45.085000000000001,38.493663309536529,51.698250666260698,239.420168157425]
[{"$f":"INDEX(Seas_Ar,C15813)","v":"Shl"},{"$f":"INDEX(WDWE_Ar,D15813)","v":"WD"},9,1,16,null,89.194999999999993,60.193813873121549,67.202727512497802,23.8694406915283]
[{"$f":"INDEX(Seas_Ar,C15824)","v":"Shl"},{"$f":"INDEX(WDWE_Ar,D15824)","v":"WD"},9,2,3,null,42.44,62.003260389987737,44.905051340889898,48.9283217098045]
[{"$f":"INDEX(Seas_Ar,C15829)","v":"Shl"},{"$f":"INDEX(WDWE_Ar,D15829)","v":"WD"},9,2,8,null,57.290000000000006,104.26770457956292,72.777149413561801,37.638720759181901]
[{"$f":"INDEX(Seas_Ar,C15840)","v":"Shl"},{"$f":"INDEX(WDWE_Ar,D15840)","v":"WD"},9,2,19,null,68.2,97.148787261381358,97.432470036177605,166.47119652514399]
[{"$f":"INDEX(Seas_Ar,C15855)","v":"Shl"},{"$f":"INDEX(WDWE_Ar,D15855)","v":"WD"},9,3,10,null,76.335000000000008,87.064755030524907,67.092844523105597,10.0800001621246]
[{"$f":"INDEX(Seas_Ar,C15858)","v":"Shl"},{"$f":"INDEX(WDWE_Ar,D15858)","v":"WD"},9,3,13,null,47.39,114.63570104481809,65.894039934597004,5.3726400095081299]
[{"$f":"INDEX(Seas_Ar,C15870)","v":"Shl"},{"$f":"INDEX(WDWE_Ar,D15870)","v":"WD"},9,4,1,null,53.314999999999998,44.575780981192587,48.361590470824197,22.438080591602301]
[{"$f":"INDEX(Seas_Ar,C15885)","v":"Shl"},{"$f":"INDEX(WDWE_Ar,D15885)","v":"WD"},9,4,16,null,18.399999999999999,84.304358519393261,72.777149413561801,10.231199780035]
[{"$f":"INDEX(Seas_Ar,C15890)","v":"Shl"},{"$f":"INDEX(WDWE_Ar,D15890)","v":"WD"},9,4,21,null,43.674999999999997,90.974216118060596,73.056868197684196,37.366560293378797]
[{"$f":"INDEX(Seas_Ar,C15901)","v":"Shl"},{"$f":"INDEX(WDWE_Ar,D15901)","v":"WD"},9,5,8,null,16.18,67.438203759990927,71.038891525254201,23.516640301332401]
[{"$f":"INDEX(Seas_Ar,C15906)","v":"Shl"},{"$f":"INDEX(WDWE_Ar,D15906)","v":"WD"},9,5,13,null,49.504999999999995,30.641722037442015,54.645301466417301,10.0800001621246]
[{"$f":"INDEX(Seas_Ar,C15917)","v":"Shl"},{"$f":"INDEX(WDWE_Ar,D15917)","v":"WD"},9,5,24,null,11.025,53.319237872910954,46.383570902638397,20.855520873765901]
[{"$f":"INDEX(Seas_Ar,C15933)","v":"Shl"},{"$f":"INDEX(WDWE_Ar,D15933)","v":"WE"},9,6,16,null,70.759999999999991,32.96626646786865,46.263691968140598,10.0800001621246]
[{"$f":"INDEX(Seas_Ar,C15936)","v":"Shl"},{"$f":"INDEX(WDWE_Ar,D15936)","v":"WE"},9,6,19,null,110.35499999999999,62.980625661871663,60.149789860567999,281.67552699134802]
[{"$f":"INDEX(Seas_Ar,C15947)","v":"Shl"},{"$f":"INDEX(WDWE_Ar,D15947)","v":"WE"},9,7,6,null,0.01,77.958088071552368,30.919051160645399,37.789922299699803]
[{"$f":"INDEX(Seas_Ar,C15962)","v":"Shl"},{"$f":"INDEX(WDWE_Ar,D15962)","v":"WE"},9,7,21,null,58.195,104.12242055266127,59.640301530790303,27.508321365289699]
[{"$f":"INDEX(Seas_Ar,C15973)","v":"Shl"},{"$f":"INDEX(WDWE_Ar,D15973)","v":"WD"},9,1,8,null,49.29,30.192662317927777,67.122813304009398,100.51776284717501]
[{"$f":"INDEX(Seas_Ar,C15978)","v":"Shl"},{"$f":"INDEX(WDWE_Ar,D15978)","v":"WD"},9,1,13,null,50.3,85.308139068895684,44.305649046635601,28.2844799165916]
[{"$f":"INDEX(Seas_Ar,C15991)","v":"Shl"},{"$f":"INDEX(WDWE_Ar,D15991)","v":"WD"},9,2,2,null,48.695,64.274974265177406,9.9900001287460292,67.0219189246463]
[{"$f":"INDEX(Seas_Ar,C16003)","v":"Shl"},{"$f":"INDEX(WDWE_Ar,D16003)","v":"WD"},9,2,14,null,51.454999999999998,71.136342626578752,61.388551553320802,15.462720402507699]
[{"$f":"INDEX(Seas_Ar,C16008)","v":"Shl"},{"$f":"INDEX(WDWE_Ar,D16008)","v":"WD"},9,2,19,null,45.81,13.735944361611937,89.850063596906693,279.15552695081698]
[{"$f":"INDEX(Seas_Ar,C16023)","v":"Shl"},{"$f":"INDEX(WDWE_Ar,D16023)","v":"WD"},9,3,10,null,55.875,51.153185108195224,53.766180388040503,10.0800001621246]
[{"$f":"INDEX(Seas_Ar,C16024)","v":"Shl"},{"$f":"INDEX(WDWE_Ar,D16024)","v":"WD"},9,3,11,null,53.244999999999997,52.553194821974905,48.431520166854803,10.0800001621246]
[{"$f":"INDEX(Seas_Ar,C16039)","v":"Shl"},{"$f":"INDEX(WDWE_Ar,D16039)","v":"WD"},9,4,2,null,49.305,21.660527647157284,36.1538090940141,10.0800001621246]
[{"$f":"INDEX(Seas_Ar,C16044)","v":"Shl"},{"$f":"INDEX(WDWE_Ar,D16044)","v":"WD"},9,4,7,null,47.555,64.354220098032854,71.208719698219198,11.8540804213714]
[{"$f":"INDEX(Seas_Ar,C16054)","v":"Shl"},{"$f":"INDEX(WDWE_Ar,D16054)","v":"WD"},9,4,17,null,46.98,90.181757789506065,41.068891139016102,24.696000397205299]
[{"$f":"INDEX(Seas_Ar,C16069)","v":"Shl"},{"$f":"INDEX(WDWE_Ar,D16069)","v":"WD"},9,5,8,null,44.41,51.17299656640909,71.398532139630305,11.9548798462104]
[{"$f":"INDEX(Seas_Ar,C16080)","v":"Shl"},{"$f":"INDEX(WDWE_Ar,D16080)","v":"WD"},9,5,19,null,39.18,41.353117111737483,119.18070458464599,78.876001268625203]
[{"$f":"INDEX(Seas_Ar,C16085)","v":"Shl"},{"$f":"INDEX(WDWE_Ar,D16085)","v":"WD"},9,5,24,null,40.81,73.526925251051594,41.178781750173499,52.053120221977203]
[{"$f":"INDEX(Seas_Ar,C16100)","v":"Shl"},{"$f":"INDEX(WDWE_Ar,D16100)","v":"WE"},9,6,15,null,44.84,68.461795767707187,26.483490569958601,10.0800001621246]
[{"$f":"INDEX(Seas_Ar,C16111)","v":"Shl"},{"$f":"INDEX(WDWE_Ar,D16111)","v":"WE"},9,7,2,null,40.945,18.272768292586651,18.0619201565551,48.192482159395198]
[{"$f":"INDEX(Seas_Ar,C16115)","v":"Shl"},{"$f":"INDEX(WDWE_Ar,D16115)","v":"WE"},9,7,6,null,38.229999999999997,3.7311579636109351,27.3725999716758,48.192482159395198]
[{"$f":"INDEX(Seas_Ar,C16126)","v":"Shl"},{"$f":"INDEX(WDWE_Ar,D16126)","v":"WE"},9,7,17,null,53.06,28.171893580113714,36.523441842613202,38.616482005376803]
[{"$f":"INDEX(Seas_Ar,C16141)","v":"Shl"},{"$f":"INDEX(WDWE_Ar,D16141)","v":"WD"},9,1,8,null,4.87,56.689397931271728,86.713204166221601,14.505120579366601]
[{"$f":"INDEX(Seas_Ar,C16146)","v":"Shl"},{"$f":"INDEX(WDWE_Ar,D16146)","v":"WD"},9,1,13,null,10.52,60.663344805143346,53.926020237665099,10.0800001621246]
[{"$f":"INDEX(Seas_Ar,C16157)","v":"Shl"},{"$f":"INDEX(WDWE_Ar,D16157)","v":"WD"},9,1,24,null,80.960000000000008,56.33801736558204,44.0259302625131,27.861119832878099]
[{"$f":"INDEX(Seas_Ar,C16162)","v":"Shl"},{"$f":"INDEX(WDWE_Ar,D16162)","v":"WD"},9,2,5,null,10.445,50.992013044731586,44.015941939172698,22.216321280174199]
[{"$f":"INDEX(Seas_Ar,C16177)","v":"Shl"},{"$f":"INDEX(WDWE_Ar,D16177)","v":"WD"},9,2,20,null,101.47499999999999,63.608248593780843,66.683250859379697,279.15552695081698]
[{"$f":"INDEX(Seas_Ar,C16187)","v":"Shl"},{"$f":"INDEX(WDWE_Ar,D16187)","v":"WD"},9,3,6,null,9.5500000000000007,53.041733011254848,50.629320957355503,43.374239467153501]
[{"$f":"INDEX(Seas_Ar,C16192)","v":"Shl"},{"$f":"INDEX(WDWE_Ar,D16192)","v":"WD"},9,3,11,null,15.030000000000001,53.60226867556937,61.738200033473902,36.217440890131002]
[{"$f":"INDEX(Seas_Ar,C16203)","v":"Shl"},{"$f":"INDEX(WDWE_Ar,D16203)","v":"WD"},9,3,22,null,13.305,56.438411812921956,61.738200033473902,69.037918957071199]
[{"$f":"INDEX(Seas_Ar,C16218)","v":"Shl"},{"$f":"INDEX(WDWE_Ar,D16218)","v":"WD"},9,4,13,null,20.95,57.459088694211083,38.311648969387903,10.0800001621246]
[{"$f":"INDEX(Seas_Ar,C16223)","v":"Shl"},{"$f":"INDEX(WDWE_Ar,D16223)","v":"WD"},9,4,18,null,89.039999999999992,48.105672683709045,47.342610000386202,21.974399584388699]
[{"$f":"INDEX(Seas_Ar,C16235)","v":"Shl"},{"$f":"INDEX(WDWE_Ar,D16235)","v":"WD"},9,5,6,null,22.69,46.499361526270413,10.139849749588899,10.0800001621246]
[{"$f":"INDEX(Seas_Ar,C16248)","v":"Shl"},{"$f":"INDEX(WDWE_Ar,D16248)","v":"WD"},9,5,19,null,10.940000000000001,59.927118857983977,72.527399410343094,36.217440890131002]
[{"$f":"INDEX(Seas_Ar,C16259)","v":"Shl"},{"$f":"INDEX(WDWE_Ar,D16259)","v":"WE"},10,6,6,null,9.4699999999999989,47.586968039119483,9.9900001287460292,12.9124806306552]
[{"$f":"INDEX(Seas_Ar,C16264)","v":"Shl"},{"$f":"INDEX(WDWE_Ar,D16264)","v":"WE"},10,6,11,null,56.49,63.114642561026265,9.9900001287460292,10.0800001621246]
[{"$f":"INDEX(Seas_Ar,C16279)","v":"Shl"},{"$f":"INDEX(WDWE_Ar,D16279)","v":"WE"},10,7,2,null,5.5250000000000004,47.160291637924843,13.4865001738071,10.0800001621246]
[{"$f":"INDEX(Seas_Ar,C16280)","v":"Shl"},{"$f":"INDEX(WDWE_Ar,D16280)","v":"WE"},10,7,3,null,0.81499999999999995,47.177024045814832,11.468519690494499,10.0800001621246]
[{"$f":"INDEX(Seas_Ar,C16293)","v":"Shl"},{"$f":"INDEX(WDWE_Ar,D16293)","v":"WE"},10,7,16,null,0.03,47.863052769304254,12.0479405744648,10.0800001621246]
[{"$f":"INDEX(Seas_Ar,C16299)","v":"Shl"},{"$f":"INDEX(WDWE_Ar,D16299)","v":"WE"},10,7,22,null,6.5950000000000006,55.283875668512934,14.1658204874324,10.755360249891201]
[{"$f":"INDEX(Seas_Ar,C16310)","v":"Shl"},{"$f":"INDEX(WDWE_Ar,D16310)","v":"WE"},9,6,9,null,30.75,44.870591084961511,12.4875001609325,18.385920065002399]
[{"$f":"INDEX(Seas_Ar,C16325)","v":"Shl"},{"$f":"INDEX(WDWE_Ar,D16325)","v":"WE"},9,6,24,null,24.344999999999999,49.348068044322837,17.022961133995,16.3699200325775]
[{"$f":"INDEX(Seas_Ar,C16336)","v":"Shl"},{"$f":"INDEX(WDWE_Ar,D16336)","v":"WE"},9,7,11,null,26.950000000000003,46.159825695828189,9.9900001287460292,10.0800001621246]
[{"$f":"INDEX(Seas_Ar,C16341)","v":"Shl"},{"$f":"INDEX(WDWE_Ar,D16341)","v":"WE"},9,7,16,null,22.63,50.741835191205745,13.6663204809951,10.0800001621246]
[{"$f":"INDEX(Seas_Ar,C16356)","v":"Shl"},{"$f":"INDEX(WDWE_Ar,D16356)","v":"WD"},9,1,7,null,21.509999999999998,21.176549587952131,47.602352137827801,12.0355197706031]
[{"$f":"INDEX(Seas_Ar,C16359)","v":"Shl"},{"$f":"INDEX(WDWE_Ar,D16359)","v":"WD"},9,1,10,null,31.505000000000003,53.172216653582808,52.317629607195798,10.0800001621246]
[{"$f":"INDEX(Seas_Ar,C16371)","v":"Shl"},{"$f":"INDEX(WDWE_Ar,D16371)","v":"WD"},9,1,22,null,31.490000000000002,54.55727275579769,52.317629607195798,23.284800759029299]
[{"$f":"INDEX(Seas_Ar,C16382)","v":"Shl"},{"$f":"INDEX(WDWE_Ar,D16382)","v":"WD"},9,2,9,null,29.56,54.574694845133735,60.549391390070902,29.7158400165176]
[{"$f":"INDEX(Seas_Ar,C16397)","v":"Shl"},{"$f":"INDEX(WDWE_Ar,D16397)","v":"WD"},9,2,24,null,28.009999999999998,44.48730511956871,9.9900001287460292,35.4816013397216]
[{"$f":"INDEX(Seas_Ar,C16402)","v":"Shl"},{"$f":"INDEX(WDWE_Ar,D16402)","v":"WD"},9,3,5,null,25.18,35.523640156178026,9.9900001287460292,23.4158399151897]
[{"$f":"INDEX(Seas_Ar,C16413)","v":"Shl"},{"$f":"INDEX(WDWE_Ar,D16413)","v":"WD"},9,3,16,null,45.56,51.943959355392245,10.6593302135896,18.385920065002399]
[{"$f":"INDEX(Seas_Ar,C16426)","v":"Shl"},{"$f":"INDEX(WDWE_Ar,D16426)","v":"WD"},9,4,5,null,20.424999999999997,26.289932808078785,9.9900001287460292,10.0800001621246]
[{"$f":"INDEX(Seas_Ar,C16432)","v":"Shl"},{"$f":"INDEX(WDWE_Ar,D16432)","v":"WD"},9,4,11,null,62.575000000000003,54.452740219781475,13.7662199106502,4.0521600459480203]
[{"$f":"INDEX(Seas_Ar,C16443)","v":"Shl"},{"$f":"INDEX(WDWE_Ar,D16443)","v":"WD"},9,4,22,null,31.450000000000003,54.670516336481931,49.590360029354002,24.564961241045001]
[{"$f":"INDEX(Seas_Ar,C16448)","v":"Shl"},{"$f":"INDEX(WDWE_Ar,D16448)","v":"WD"},9,5,3,null,20.979999999999997,51.229653692614761,9.9900001287460292,22.750560058298099]
[{"$f":"INDEX(Seas_Ar,C16459)","v":"Shl"},{"$f":"INDEX(WDWE_Ar,D16459)","v":"WD"},9,5,14,null,31.134999999999998,53.999765897044533,13.786200368213599,10.0800001621246]
[{"$f":"INDEX(Seas_Ar,C16474)","v":"Shl"},{"$f":"INDEX(WDWE_Ar,D16474)","v":"WD"},9,1,5,null,4.1850000000000005,31.445039485172252,9.9900001287460292,10.0800001621246]
[{"$f":"INDEX(Seas_Ar,C16484)","v":"Shl"},{"$f":"INDEX(WDWE_Ar,D16484)","v":"WD"},9,1,15,null,18.024999999999999,34.641213686364644,11.1788097248697,10.0800001621246]
[{"$f":"INDEX(Seas_Ar,C16489)","v":"Shl"},{"$f":"INDEX(WDWE_Ar,D16489)","v":"WD"},9,1,20,null,38.51,33.401127622160665,19.820160407867402,10.0800001621246]
[{"$f":"INDEX(Seas_Ar,C16504)","v":"Shl"},{"$f":"INDEX(WDWE_Ar,D16504)","v":"WD"},9,2,11,null,23.27,70.86206081165578,9.9900001287460292,10.0800001621246]
[{"$f":"INDEX(Seas_Ar,C16515)","v":"Shl"},{"$f":"INDEX(WDWE_Ar,D16515)","v":"WD"},9,2,22,null,26.14,57.191588246740508,27.5923811939907,10.0800001621246]
[{"$f":"INDEX(Seas_Ar,C16520)","v":"Shl"},{"$f":"INDEX(WDWE_Ar,D16520)","v":"WD"},9,3,3,null,5.5,0.60528010276622646,9.9900001287460292,10.0800001621246]
[{"$f":"INDEX(Seas_Ar,C16535)","v":"Shl"},{"$f":"INDEX(WDWE_Ar,D16535)","v":"WD"},9,3,18,null,71.745000000000005,38.53862703100571,41.008949766325898,10.0800001621246]
[{"$f":"INDEX(Seas_Ar,C16537)","v":"Shl"},{"$f":"INDEX(WDWE_Ar,D16537)","v":"WD"},9,3,20,null,200.27999999999997,59.989163355867355,80.1297901180601,19.605601084375301]
[{"$f":"INDEX(Seas_Ar,C16550)","v":"Shl"},{"$f":"INDEX(WDWE_Ar,D16550)","v":"WD"},9,4,9,null,37.58,151.27573690354933,32.867101947927402,12.539519778709399]
[{"$f":"INDEX(Seas_Ar,C16555)","v":"Shl"},{"$f":"INDEX(WDWE_Ar,D16555)","v":"WD"},9,4,14,null,72.06,54.563786824974954,31.678289493641799,10.0800001621246]
[{"$f":"INDEX(Seas_Ar,C16566)","v":"Shl"},{"$f":"INDEX(WDWE_Ar,D16566)","v":"WD"},9,5,1,null,27.04,15.316539185852681,28.9010706773328,12.4185598921203]
[{"$f":"INDEX(Seas_Ar,C16581)","v":"Shl"},{"$f":"INDEX(WDWE_Ar,D16581)","v":"WD"},9,5,16,null,22.005000000000003,13.670472564915261,31.7681996472358,10.0800001621246]
[{"$f":"INDEX(Seas_Ar,C16592)","v":"Shl"},{"$f":"INDEX(WDWE_Ar,D16592)","v":"WE"},9,6,3,null,10.119999999999999,17.722896667581825,9.8401505079031004,10.0800001621246]
[{"$f":"INDEX(Seas_Ar,C16597)","v":"Shl"},{"$f":"INDEX(WDWE_Ar,D16597)","v":"WE"},9,6,8,null,11.164999999999999,9.0496756828218743,9.9900001287460292,10.0800001621246]
[{"$f":"INDEX(Seas_Ar,C16608)","v":"Shl"},{"$f":"INDEX(WDWE_Ar,D16608)","v":"WE"},9,6,19,null,12.635,44.451180229978242,26.9630101188325,21.258720495729399]
[{"$f":"INDEX(Seas_Ar,C16622)","v":"Shl"},{"$f":"INDEX(WDWE_Ar,D16622)","v":"WE"},9,7,9,null,6.1099999999999994,45.248378414109368,11.5784103016519,9.9288005442142495]
[{"$f":"INDEX(Seas_Ar,C16627)","v":"Shl"},{"$f":"INDEX(WDWE_Ar,D16627)","v":"WE"},9,7,14,null,3.8499999999999996,29.090352256118273,9.8401505079031004,3.3264000054359402]
[{"$f":"INDEX(Seas_Ar,C16642)","v":"Shl"},{"$f":"INDEX(WDWE_Ar,D16642)","v":"WD"},10,1,5,null,58.35,156.00770905901251,47.552399088477998,281.67552699134802]
[{"$f":"INDEX(Seas_Ar,C16653)","v":"Shl"},{"$f":"INDEX(WDWE_Ar,D16653)","v":"WD"},10,1,16,null,141.39500000000001,120.80242958109375,88.391524492721601,281.67552699134802]
[{"$f":"INDEX(Seas_Ar,C16658)","v":"Shl"},{"$f":"INDEX(WDWE_Ar,D16658)","v":"WD"},10,1,21,null,121.015,182.115458019225,93.666243341216997,281.67552699134802]
[{"$f":"INDEX(Seas_Ar,C16670)","v":"Shl"},{"$f":"INDEX(WDWE_Ar,D16670)","v":"WD"},10,2,9,null,205.94499999999999,189.39966422083126,104.805095009121,10.0800001621246]
[{"$f":"INDEX(Seas_Ar,C16673)","v":"Shl"},{"$f":"INDEX(WDWE_Ar,D16673)","v":"WD"},10,2,12,null,129.005,260.48506830567186,89.080829318804703,10.0800001621246]
[{"$f":"INDEX(Seas_Ar,C16688)","v":"Shl"},{"$f":"INDEX(WDWE_Ar,D16688)","v":"WD"},10,3,3,null,98.31,154.21499070105,115.903978140134,705.60001134872402]
[{"$f":"INDEX(Seas_Ar,C16699)","v":"Shl"},{"$f":"INDEX(WDWE_Ar,D16699)","v":"WD"},10,3,14,null,175.755,189.00299952668436,181.06875233352099,72.838083324832894]
[{"$f":"INDEX(Seas_Ar,C16704)","v":"Shl"},{"$f":"INDEX(WDWE_Ar,D16704)","v":"WD"},10,3,19,null,115.315,178.06123575567187,699.30000901222195,285.59663105831999]
[{"$f":"INDEX(Seas_Ar,C16715)","v":"Shl"},{"$f":"INDEX(WDWE_Ar,D16715)","v":"WD"},10,4,6,null,100.09,156.728917593825,67.702227518935103,82.484643172369005]
[{"$f":"INDEX(Seas_Ar,C16728)","v":"Shl"},{"$f":"INDEX(WDWE_Ar,D16728)","v":"WD"},10,4,19,null,118.56,180.68334392866876,105.674220142393,82.484643172369005]
[{"$f":"INDEX(Seas_Ar,C16734)","v":"Shl"},{"$f":"INDEX(WDWE_Ar,D16734)","v":"WD"},10,5,1,null,122.80000000000001,161.08707773990628,88.940969926743406,89.873285136909502]
[{"$f":"INDEX(Seas_Ar,C16745)","v":"Shl"},{"$f":"INDEX(WDWE_Ar,D16745)","v":"WD"},10,5,12,null,200.11,165.70281236270623,94.895009088864299,10.0800001621246]
[{"$f":"INDEX(Seas_Ar,C16760)","v":"Shl"},{"$f":"INDEX(WDWE_Ar,D16760)","v":"WE"},10,6,3,null,197.43,122.1521198391,66.793141470537194,39.8462394104099]
[{"$f":"INDEX(Seas_Ar,C16765)","v":"Shl"},{"$f":"INDEX(WDWE_Ar,D16765)","v":"WE"},10,6,8,null,256.245,192.09389324730938,78.701219794778794,10.0800001621246]
[{"$f":"INDEX(Seas_Ar,C16776)","v":"Shl"},{"$f":"INDEX(WDWE_Ar,D16776)","v":"WE"},10,6,19,null,126.44,164.98675531742811,94.015891821370104,89.1273595878028]
[{"$f":"INDEX(Seas_Ar,C16791)","v":"Shl"},{"$f":"INDEX(WDWE_Ar,D16791)","v":"WE"},10,7,10,null,276.42499999999995,150.14531396889373,70.159774257760006,55.157762117614702]
[{"$f":"INDEX(Seas_Ar,C16794)","v":"Shl"},{"$f":"INDEX(WDWE_Ar,D16794)","v":"WE"},10,7,13,null,234.345,155.46680265790312,70.159774257760006,33.475679615564303]
[{"$f":"INDEX(Seas_Ar,C16806)","v":"Shl"},{"$f":"INDEX(WDWE_Ar,D16806)","v":"WD"},10,1,1,null,0.755,158.36193977622185,65.824110238566305,281.67552699134802]
[{"$f":"INDEX(Seas_Ar,C16811)","v":"Shl"},{"$f":"INDEX(WDWE_Ar,D16811)","v":"WD"},10,1,6,null,2.8149999999999999,136.51447266093751,67.092844523105597,281.67552699134802]
[{"$f":"INDEX(Seas_Ar,C16822)","v":"Shl"},{"$f":"INDEX(WDWE_Ar,D16822)","v":"WD"},10,1,17,null,652.77,153.03014810814375,72.777149413561801,60.984000980853999]
[{"$f":"INDEX(Seas_Ar,C16837)","v":"Shl"},{"$f":"INDEX(WDWE_Ar,D16837)","v":"WD"},10,2,8,null,234.70500000000001,163.44130845711561,99.620282503337805,50.551202351141001]
[{"$f":"INDEX(Seas_Ar,C16848)","v":"Shl"},{"$f":"INDEX(WDWE_Ar,D16848)","v":"WD"},10,2,19,null,28.78,163.04979525250312,91.658251181244793,60.641280821533201]
[{"$f":"INDEX(Seas_Ar,C16852)","v":"Shl"},{"$f":"INDEX(WDWE_Ar,D16852)","v":"WD"},10,2,23,null,54.185000000000002,159.03678490522501,82.147774412255302,60.641280821533201]
[{"$f":"INDEX(Seas_Ar,C16867)","v":"Shl"},{"$f":"INDEX(WDWE_Ar,D16867)","v":"WD"},10,3,14,null,22.405000000000001,154.72498816495315,81.108813484253901,10.0800001621246]
[{"$f":"INDEX(Seas_Ar,C16878)","v":"Shl"},{"$f":"INDEX(WDWE_Ar,D16878)","v":"WD"},10,4,1,null,33.099999999999994,115.06882172933437,75.963961893596604,39.110399860000598]
[{"$f":"INDEX(Seas_Ar,C16883)","v":"Shl"},{"$f":"INDEX(WDWE_Ar,D16883)","v":"WD"},10,4,6,null,2.165,130.930258005675,52.017930365509898,39.110399860000598]
[{"$f":"INDEX(Seas_Ar,C16898)","v":"Shl"},{"$f":"INDEX(WDWE_Ar,D16898)","v":"WD"},10,4,21,null,34.950000000000003,174.26458796883747,99.979923117713895,39.110399860000598]
[{"$f":"INDEX(Seas_Ar,C16909)","v":"Shl"},{"$f":"INDEX(WDWE_Ar,D16909)","v":"WD"},10,5,8,null,14.98,96.322551313743745,79.080844677600894,60.963840519103996]
[{"$f":"INDEX(Seas_Ar,C16910)","v":"Shl"},{"$f":"INDEX(WDWE_Ar,D16910)","v":"WD"},10,5,9,null,880.11500000000001,110.08217986005937,79.080844677600894,57.6475195429134]
[{"$f":"INDEX(Seas_Ar,C16924)","v":"Shl"},{"$f":"INDEX(WDWE_Ar,D16924)","v":"WD"},10,5,23,null,21.195,118.58728908131249,72.8770478904962,79.248964043178603]
[{"$f":"INDEX(Seas_Ar,C16929)","v":"Shl"},{"$f":"INDEX(WDWE_Ar,D16929)","v":"WE"},10,6,4,null,3.0549999999999997,3.0651362729531249,44.2756802657318,82.081441627798]
[{"$f":"INDEX(Seas_Ar,C16944)","v":"Shl"},{"$f":"INDEX(WDWE_Ar,D16944)","v":"WE"},10,6,19,null,4.1049999999999995,175.65549014311875,55.404539799413598,63.1411204003143]
[{"$f":"INDEX(Seas_Ar,C16955)","v":"Shl"},{"$f":"INDEX(WDWE_Ar,D16955)","v":"WE"},10,7,6,null,6.6999999999999993,161.20041050966248,47.981969398884701,63.534239791402797]
[{"$f":"INDEX(Seas_Ar,C16960)","v":"Shl"},{"$f":"INDEX(WDWE_Ar,D16960)","v":"WE"},10,7,11,null,0.52,152.08742552335315,58.181762426605196,41.9327991363525]
[{"$f":"INDEX(Seas_Ar,C16975)","v":"Shl"},{"$f":"INDEX(WDWE_Ar,D16975)","v":"WD"},10,1,2,null,83.055000000000007,23.258995168492433,47.672281833858499,281.67552699134802]
[{"$f":"INDEX(Seas_Ar,C16985)","v":"Shl"},{"$f":"INDEX(WDWE_Ar,D16985)","v":"WD"},10,1,12,null,180.68,37.726665917538824,72.227703979539896,37.628642450914398]
[{"$f":"INDEX(Seas_Ar,C16990)","v":"Shl"},{"$f":"INDEX(WDWE_Ar,D16990)","v":"WD"},10,1,17,null,239.33500000000001,155.57913080492384,84.815102617406794,279.16561679472898]
[{"$f":"INDEX(Seas_Ar,C17001)","v":"Shl"},{"$f":"INDEX(WDWE_Ar,D17001)","v":"WD"},10,2,4,null,10.395,9.7656777556063119,46.0538990691661,279.15552695081698]
[{"$f":"INDEX(Seas_Ar,C17016)","v":"Shl"},{"$f":"INDEX(WDWE_Ar,D17016)","v":"WD"},10,2,19,null,111.28999999999999,168.00213584096724,71.778149400687198,123.379203522491]
[{"$f":"INDEX(Seas_Ar,C17021)","v":"Shl"},{"$f":"INDEX(WDWE_Ar,D17021)","v":"WD"},10,2,24,null,75.259999999999991,103.76863030106844,45.954000592231701,123.379203522491]
[{"$f":"INDEX(Seas_Ar,C17032)","v":"Shl"},{"$f":"INDEX(WDWE_Ar,D17032)","v":"WD"},10,3,11,null,107.34,86.828168888281979,58.9110319786977,20.664000332355499]
[{"$f":"INDEX(Seas_Ar,C17043)","v":"Shl"},{"$f":"INDEX(WDWE_Ar,D17043)","v":"WD"},10,3,22,null,82,56.15080172856932,80.449469817309307,61.568642835960397]
[{"$f":"INDEX(Seas_Ar,C17047)","v":"Shl"},{"$f":"INDEX(WDWE_Ar,D17047)","v":"WD"},10,4,2,null,17.45,28.344824324662316,61.078860177411997,10.0800001621246]
[{"$f":"INDEX(Seas_Ar,C17062)","v":"Shl"},{"$f":"INDEX(WDWE_Ar,D17062)","v":"WD"},10,4,17,null,162.13999999999999,540.11653267817474,64.1657741805124,10.0800001621246]
[{"$f":"INDEX(Seas_Ar,C17067)","v":"Shl"},{"$f":"INDEX(WDWE_Ar,D17067)","v":"WD"},10,4,22,null,98.094999999999999,227.45983374074714,83.076844729099307,10.0800001621246]
[{"$f":"INDEX(Seas_Ar,C17078)","v":"Shl"},{"$f":"INDEX(WDWE_Ar,D17078)","v":"WD"},10,5,9,null,83.094999999999999,75.047351278344195,77.132790079436205,18.0431999056816]
[{"$f":"INDEX(Seas_Ar,C17093)","v":"Shl"},{"$f":"INDEX(WDWE_Ar,D17093)","v":"WD"},10,5,24,null,12.83,44.945738362726253,44.51544194561,17.508961127557701]
[{"$f":"INDEX(Seas_Ar,C17101)","v":"Shl"},{"$f":"INDEX(WDWE_Ar,D17101)","v":"WE"},10,6,8,null,21.475000000000001,38.044068898257699,42.087871609454098,10.0800001621246]
[{"$f":"INDEX(Seas_Ar,C17108)","v":"Shl"},{"$f":"INDEX(WDWE_Ar,D17108)","v":"WE"},10,6,15,null,19.795000000000002,48.547893120652098,9.9900001287460292,10.0800001621246]
[{"$f":"INDEX(Seas_Ar,C17123)","v":"Shl"},{"$f":"INDEX(WDWE_Ar,D17123)","v":"WE"},10,7,6,null,5.0199999999999996,43.056083407748766,43.9759810240459,10.0800001621246]
[{"$f":"INDEX(Seas_Ar,C17134)","v":"Shl"},{"$f":"INDEX(WDWE_Ar,D17134)","v":"WE"},10,7,17,null,27.89,23.945471382605348,64.805133579010999,10.0800001621246]
[{"$f":"INDEX(Seas_Ar,C17139)","v":"Shl"},{"$f":"INDEX(WDWE_Ar,D17139)","v":"WE"},10,7,22,null,89.425000000000011,44.857160786711681,66.633297810029902,10.0800001621246]
[{"$f":"INDEX(Seas_Ar,C17154)","v":"Shl"},{"$f":"INDEX(WDWE_Ar,D17154)","v":"WD"},10,1,13,null,63.07,74.567604630532557,56.583360119476303,6.7435201661396]
[{"$f":"INDEX(Seas_Ar,C17163)","v":"Shl"},{"$f":"INDEX(WDWE_Ar,D17163)","v":"WD"},10,1,22,null,65.855000000000004,91.091645301513054,72.497430629439293,86.335202926683394]
[{"$f":"INDEX(Seas_Ar,C17169)","v":"Sum"},{"$f":"INDEX(WDWE_Ar,D17169)","v":"WD"},11,2,4,null,46.17,79.080302573384145,43.995961481609299,67.767844473753001]
[{"$f":"INDEX(Seas_Ar,C17184)","v":"Sum"},{"$f":"INDEX(WDWE_Ar,D17184)","v":"WD"},11,2,19,null,122.16,78.249371664745311,49.2806724643278,44.724959642686798]
[{"$f":"INDEX(Seas_Ar,C17185)","v":"Sum"},{"$f":"INDEX(WDWE_Ar,D17185)","v":"WD"},11,2,20,null,116.285,83.437623191856105,43.995961481609299,44.724959642686798]
[{"$f":"INDEX(Seas_Ar,C17200)","v":"Sum"},{"$f":"INDEX(WDWE_Ar,D17200)","v":"WD"},11,3,11,null,76.88,90.949779048818613,57.452489063629997,10.0800001621246]
[{"$f":"INDEX(Seas_Ar,C17211)","v":"Sum"},{"$f":"INDEX(WDWE_Ar,D17211)","v":"WD"},11,3,22,null,57.25,68.25793415355146,53.456489012131598,67.727523550252897]
[{"$f":"INDEX(Seas_Ar,C17216)","v":"Sum"},{"$f":"INDEX(WDWE_Ar,D17216)","v":"WD"},11,4,3,null,20.925000000000001,7.6540221096569487,20.669310799899101,44.745120104436801]
[{"$f":"INDEX(Seas_Ar,C17225)","v":"Sum"},{"$f":"INDEX(WDWE_Ar,D17225)","v":"WD"},11,4,12,null,74.444999999999993,100.69126173383655,32.737230879206599,10.0800001621246]
[{"$f":"INDEX(Seas_Ar,C17241)","v":"Sum"},{"$f":"INDEX(WDWE_Ar,D17241)","v":"WD"},11,5,4,null,66.78,97.327004884225644,51.318629594321202,87.927844798002297]
[{"$f":"INDEX(Seas_Ar,C17246)","v":"Sum"},{"$f":"INDEX(WDWE_Ar,D17246)","v":"WD"},11,5,9,null,84.694999999999993,219.08878291110724,81.678243186721801,85.760643225059496]
[{"$f":"INDEX(Seas_Ar,C17257)","v":"Sum"},{"$f":"INDEX(WDWE_Ar,D17257)","v":"WD"},11,5,20,null,59.269999999999996,112.33780552646547,72.497430629439293,129.941285781354]
[{"$f":"INDEX(Seas_Ar,C17272)","v":"Sum"},{"$f":"INDEX(WDWE_Ar,D17272)","v":"WE"},11,6,11,null,80.234999999999999,140.57594534850082,58.141801511478398,10.0800001621246]
[{"$f":"INDEX(Seas_Ar,C17277)","v":"Sum"},{"$f":"INDEX(WDWE_Ar,D17277)","v":"WE"},11,6,16,null,63.129999999999995,111.83789587411367,54.994949946570301,10.0800001621246]
[{"$f":"INDEX(Seas_Ar,C17287)","v":"Sum"},{"$f":"INDEX(WDWE_Ar,D17287)","v":"WE"},11,7,2,null,56.545000000000002,102.10316872493831,51.778172496514301,10.0800001621246]
[{"$f":"INDEX(Seas_Ar,C17302)","v":"Sum"},{"$f":"INDEX(WDWE_Ar,D17302)","v":"WE"},11,7,17,null,66.489999999999995,90.463380468151982,54.645301466417301,10.0800001621246]
[{"$f":"INDEX(Seas_Ar,C17307)","v":"Sum"},{"$f":"INDEX(WDWE_Ar,D17307)","v":"WE"},11,7,22,null,69.615000000000009,107.68999686676207,57.552391351447099,10.0800001621246]
[{"$f":"INDEX(Seas_Ar,C17318)","v":"Shl"},{"$f":"INDEX(WDWE_Ar,D17318)","v":"WD"},10,1,9,null,63.61,107.95797596859687,72.497430629439293,10.0800001621246]
[{"$f":"INDEX(Seas_Ar,C17323)","v":"Shl"},{"$f":"INDEX(WDWE_Ar,D17323)","v":"WD"},10,1,14,null,68.125,98.003341711210268,53.656289776883099,1.0079999936819E-2]
[{"$f":"INDEX(Seas_Ar,C17334)","v":"Shl"},{"$f":"INDEX(WDWE_Ar,D17334)","v":"WD"},10,2,1,null,42.734999999999999,79.005550499271678,52.917031901450102,64.814404118633306]
[{"$f":"INDEX(Seas_Ar,C17345)","v":"Shl"},{"$f":"INDEX(WDWE_Ar,D17345)","v":"WD"},10,2,12,null,58.79,100.69219975457239,56.6632819497299,10.0800001621246]
[{"$f":"INDEX(Seas_Ar,C17353)","v":"Shl"},{"$f":"INDEX(WDWE_Ar,D17353)","v":"WD"},10,2,20,null,55.704999999999998,96.831442321851483,73.666258815278894,34.675202095794702]
[{"$f":"INDEX(Seas_Ar,C17364)","v":"Shl"},{"$f":"INDEX(WDWE_Ar,D17364)","v":"WD"},10,3,7,null,61.42,91.29096243104965,72.217711845316899,10.755360249891201]
[{"$f":"INDEX(Seas_Ar,C17379)","v":"Shl"},{"$f":"INDEX(WDWE_Ar,D17379)","v":"WD"},10,3,22,null,68.569999999999993,94.546238512601846,72.217711845316899,33.7478400813674]
[{"$f":"INDEX(Seas_Ar,C17390)","v":"Shl"},{"$f":"INDEX(WDWE_Ar,D17390)","v":"WD"},10,4,9,null,82.414999999999992,87.482289415633588,73.056868197684196,62.556482390422801]
[{"$f":"INDEX(Seas_Ar,C17395)","v":"Shl"},{"$f":"INDEX(WDWE_Ar,D17395)","v":"WD"},10,4,14,null,69.64,85.43146548425571,35.5843793915462,2.0663999851703601]
[{"$f":"INDEX(Seas_Ar,C17410)","v":"Shl"},{"$f":"INDEX(WDWE_Ar,D17410)","v":"WD"},10,5,5,null,59.185000000000002,82.76864964954602,35.2047621304893,279.15552695081698]
[{"$f":"INDEX(Seas_Ar,C17420)","v":"Shl"},{"$f":"INDEX(WDWE_Ar,D17420)","v":"WD"},10,5,15,null,70.09,85.333807201809137,35.2047621304893,30.592800876569701]
[{"$f":"INDEX(Seas_Ar,C17425)","v":"Shl"},{"$f":"INDEX(WDWE_Ar,D17425)","v":"WD"},10,5,20,null,67.224999999999994,97.599687477097817,53.346602211856798,60.258239738712199]
[{"$f":"INDEX(Seas_Ar,C17440)","v":"Shl"},{"$f":"INDEX(WDWE_Ar,D17440)","v":"WE"},10,6,11,null,71.97,105.15192798629889,14.7951906098699,10.0800001621246]
[{"$f":"INDEX(Seas_Ar,C17441)","v":"Shl"},{"$f":"INDEX(WDWE_Ar,D17441)","v":"WE"},10,6,12,null,71.42,98.380953736670335,12.577410314526499,10.0800001621246]
[{"$f":"INDEX(Seas_Ar,C17456)","v":"Shl"},{"$f":"INDEX(WDWE_Ar,D17456)","v":"WE"},10,7,3,null,57.784999999999997,68.855599676991943,22.8770999137401,10.755360249891201]
[{"$f":"INDEX(Seas_Ar,C17467)","v":"Shl"},{"$f":"INDEX(WDWE_Ar,D17467)","v":"WE"},10,7,14,null,63.054999999999993,68.849089124828851,31.1987699447679,1.81439998111724]
[{"$f":"INDEX(Seas_Ar,C17478)","v":"Shl"},{"$f":"INDEX(WDWE_Ar,D17478)","v":"WD"},10,1,1,null,27,67.184391667342027,55.094852234387403,10.0800001621246]
[{"$f":"INDEX(Seas_Ar,C17486)","v":"Shl"},{"$f":"INDEX(WDWE_Ar,D17486)","v":"WD"},10,1,9,null,99.13,80.725333471092299,71.628297874402904,10.231199780035]
[{"$f":"INDEX(Seas_Ar,C17497)","v":"Shl"},{"$f":"INDEX(WDWE_Ar,D17497)","v":"WD"},10,1,20,null,76.61,68.19329970239184,67.092844523105597,10.755360249891201]
[{"$f":"INDEX(Seas_Ar,C17502)","v":"Shl"},{"$f":"INDEX(WDWE_Ar,D17502)","v":"WD"},10,2,1,null,49.394999999999996,54.233565884092584,56.733211645760498,10.0800001621246]
[{"$f":"INDEX(Seas_Ar,C17517)","v":"Shl"},{"$f":"INDEX(WDWE_Ar,D17517)","v":"WD"},10,2,16,null,61.209999999999994,78.155473381814488,61.748192167696899,10.0800001621246]
[{"$f":"INDEX(Seas_Ar,C17528)","v":"Shl"},{"$f":"INDEX(WDWE_Ar,D17528)","v":"WD"},10,3,3,null,42.335000000000001,71.461146482584624,42.397559174480399,44.966881338472298]
[{"$f":"INDEX(Seas_Ar,C17536)","v":"Shl"},{"$f":"INDEX(WDWE_Ar,D17536)","v":"WD"},10,3,11,null,73.634999999999991,87.400624369660861,56.1238210281658,10.231199780035]
[{"$f":"INDEX(Seas_Ar,C17543)","v":"Shl"},{"$f":"INDEX(WDWE_Ar,D17543)","v":"WD"},10,3,18,null,43.13,92.039063197468479,56.1238210281658,73.594083336992298]
[{"$f":"INDEX(Seas_Ar,C17558)","v":"Shl"},{"$f":"INDEX(WDWE_Ar,D17558)","v":"WD"},10,4,9,null,82.9,104.59013296683024,63.566371886258104,50.732642661676401]
[{"$f":"INDEX(Seas_Ar,C17563)","v":"Shl"},{"$f":"INDEX(WDWE_Ar,D17563)","v":"WD"},10,4,14,null,49.725000000000001,88.377805736941795,45.024930275387703,8.2151997476100806]
[{"$f":"INDEX(Seas_Ar,C17574)","v":"Shl"},{"$f":"INDEX(WDWE_Ar,D17574)","v":"WD"},10,5,1,null,46.620000000000005,76.892752004613783,23.476500302553099,10.0800001621246]
[{"$f":"INDEX(Seas_Ar,C17579)","v":"Shl"},{"$f":"INDEX(WDWE_Ar,D17579)","v":"WD"},10,5,6,null,44.325000000000003,74.246747912690694,37.372590329203597,10.0800001621246]
[{"$f":"INDEX(Seas_Ar,C17589)","v":"Shl"},{"$f":"INDEX(WDWE_Ar,D17589)","v":"WD"},10,5,16,null,74.534999999999997,89.570728445051003,37.372590329203597,10.0800001621246]
[{"$f":"INDEX(Seas_Ar,C17604)","v":"Shl"},{"$f":"INDEX(WDWE_Ar,D17604)","v":"WE"},10,6,7,null,63.94,85.655657642373455,9.9900001287460292,10.0800001621246]
[{"$f":"INDEX(Seas_Ar,C17609)","v":"Shl"},{"$f":"INDEX(WDWE_Ar,D17609)","v":"WE"},10,6,12,null,76.610000000000014,90.636744482084765,31.658310941519701,10.0800001621246]
[{"$f":"INDEX(Seas_Ar,C17620)","v":"Shl"},{"$f":"INDEX(WDWE_Ar,D17620)","v":"WE"},10,6,23,null,55.480000000000004,82.749494874745693,37.242719260482701,11.8540804213714]
[{"$f":"INDEX(Seas_Ar,C17635)","v":"Shl"},{"$f":"INDEX(WDWE_Ar,D17635)","v":"WE"},10,7,14,null,28.65,80.021001446623558,10.139849749588899,10.0800001621246]
[{"$f":"INDEX(Seas_Ar,C17640)","v":"Shl"},{"$f":"INDEX(WDWE_Ar,D17640)","v":"WE"},10,7,19,null,48.03,88.802943085044546,15.5943898579931,10.0800001621246]
[{"$f":"INDEX(Seas_Ar,C17651)","v":"Shl"},{"$f":"INDEX(WDWE_Ar,D17651)","v":"WD"},10,1,6,null,0.02,16.017004063390534,15.3046798923683,13.5273602944755]
[{"$f":"INDEX(Seas_Ar,C17660)","v":"Shl"},{"$f":"INDEX(WDWE_Ar,D17660)","v":"WD"},10,1,15,null,62.594999999999999,82.698279676633717,14.575410340275701,15.059519819240499]
[{"$f":"INDEX(Seas_Ar,C17676)","v":"Shl"},{"$f":"INDEX(WDWE_Ar,D17676)","v":"WD"},10,2,7,null,68.92,78.185894896403653,72.497430629439293,14.6361606968307]
[{"$f":"INDEX(Seas_Ar,C17681)","v":"Shl"},{"$f":"INDEX(WDWE_Ar,D17681)","v":"WD"},10,2,12,null,75.125,80.924716267360694,61.618321098976097,10.0800001621246]
[{"$f":"INDEX(Seas_Ar,C17696)","v":"Shl"},{"$f":"INDEX(WDWE_Ar,D17696)","v":"WD"},10,3,3,null,41.89,48.561107860980208,17.562420150117799,18.708479762573202]
[{"$f":"INDEX(Seas_Ar,C17697)","v":"Shl"},{"$f":"INDEX(WDWE_Ar,D17697)","v":"WD"},10,3,4,null,30.975000000000001,35.691001705193607,17.562420150117799,18.708479762573202]
[{"$f":"INDEX(Seas_Ar,C17712)","v":"Shl"},{"$f":"INDEX(WDWE_Ar,D17712)","v":"WD"},10,3,19,null,57.225000000000001,51.810024902745866,72.777149413561801,42.305761910905801]
[{"$f":"INDEX(Seas_Ar,C17718)","v":"Shl"},{"$f":"INDEX(WDWE_Ar,D17718)","v":"WD"},10,4,1,null,63.18,51.41764361750846,25.554420253114699,63.826560718955903]
[{"$f":"INDEX(Seas_Ar,C17727)","v":"Shl"},{"$f":"INDEX(WDWE_Ar,D17727)","v":"WD"},10,4,10,null,94.86,85.805939455713911,72.497430629439293,16.178399491166999]
[{"$f":"INDEX(Seas_Ar,C17742)","v":"Shl"},{"$f":"INDEX(WDWE_Ar,D17742)","v":"WD"},10,5,1,null,43.094999999999999,69.200363464467287,26.3935804163646,39.816000640392303]
[{"$f":"INDEX(Seas_Ar,C17753)","v":"Shl"},{"$f":"INDEX(WDWE_Ar,D17753)","v":"WD"},10,5,12,null,81.164999999999992,93.269031500929188,34.315648917889497,14.001120571260399]
[{"$f":"INDEX(Seas_Ar,C17758)","v":"Shl"},{"$f":"INDEX(WDWE_Ar,D17758)","v":"WD"},10,5,17,null,50.025000000000006,77.338351320290883,34.315648917889497,66.467523529987304]
[{"$f":"INDEX(Seas_Ar,C17773)","v":"Shl"},{"$f":"INDEX(WDWE_Ar,D17773)","v":"WE"},10,6,8,null,47.055,65.300093489207569,13.1967902081823,10.0800001621246]
[{"$f":"INDEX(Seas_Ar,C17780)","v":"Shl"},{"$f":"INDEX(WDWE_Ar,D17780)","v":"WE"},10,6,15,null,27.244999999999997,72.661166400261123,11.218769687275801,10.0800001621246]
[{"$f":"INDEX(Seas_Ar,C17788)","v":"Shl"},{"$f":"INDEX(WDWE_Ar,D17788)","v":"WE"},10,6,23,null,25.83,69.3494683528575,15.7941906227445,16.289280108184801]
[{"$f":"INDEX(Seas_Ar,C17799)","v":"Shl"},{"$f":"INDEX(WDWE_Ar,D17799)","v":"WE"},10,7,10,null,15.27,75.360749642694401,17.502480682868899,10.0800001621246]
[{"$f":"INDEX(Seas_Ar,C17814)","v":"Shl"},{"$f":"INDEX(WDWE_Ar,D17814)","v":"WD"},10,5,1,null,43.094999999999999,53.359353840421896,10.6593302135896,40.007519259195298]
[{"$f":"INDEX(Seas_Ar,C17819)","v":"Shl"},{"$f":"INDEX(WDWE_Ar,D17819)","v":"WD"},10,5,6,null,37.265000000000001,68.559771177240734,11.1788097248697,40.007519259195298]
[{"$f":"INDEX(Seas_Ar,C17830)","v":"Shl"},{"$f":"INDEX(WDWE_Ar,D17830)","v":"WD"},10,5,17,null,50.025000000000006,64.31799272895384,12.447540198526299,10.0800001621246]
[{"$f":"INDEX(Seas_Ar,C17835)","v":"Shl"},{"$f":"INDEX(WDWE_Ar,D17835)","v":"WD"},10,5,22,null,51,80.423095207660836,11.258730602402601,30.774241187105101]
[{"$f":"INDEX(Seas_Ar,C17851)","v":"Shl"},{"$f":"INDEX(WDWE_Ar,D17851)","v":"WE"},10,6,14,null,29.72,67.032048154618295,10.139849749588899,12.922559900226499]
[{"$f":"INDEX(Seas_Ar,C17860)","v":"Shl"},{"$f":"INDEX(WDWE_Ar,D17860)","v":"WE"},10,6,23,null,25.83,59.760427957555045,15.3746105411195,51.0148814357471]
[{"$f":"INDEX(Seas_Ar,C17865)","v":"Shl"},{"$f":"INDEX(WDWE_Ar,D17865)","v":"WE"},10,7,4,null,33.99,54.699312022275109,9.9900001287460292,29.796479940910299]
[{"$f":"INDEX(Seas_Ar,C17876)","v":"Shl"},{"$f":"INDEX(WDWE_Ar,D17876)","v":"WE"},10,7,15,null,2.5300000000000002,60.485883024163471,9.9900001287460292,10.0800001621246]
[{"$f":"INDEX(Seas_Ar,C17891)","v":"Shl"},{"$f":"INDEX(WDWE_Ar,D17891)","v":"WD"},10,1,6,null,27.465,61.313755276646027,10.6593302135896,24.756479859848]
[{"$f":"INDEX(Seas_Ar,C17896)","v":"Shl"},{"$f":"INDEX(WDWE_Ar,D17896)","v":"WD"},10,1,11,null,59.144999999999996,73.92813867014307,12.5374503521204,10.0800001621246]
[{"$f":"INDEX(Seas_Ar,C17904)","v":"Shl"},{"$f":"INDEX(WDWE_Ar,D17904)","v":"WD"},10,1,19,null,69.444999999999993,71.154339886052043,49.330621702795,25.966080648345901]
[{"$f":"INDEX(Seas_Ar,C17921)","v":"Shl"},{"$f":"INDEX(WDWE_Ar,D17921)","v":"WD"},10,2,12,null,94.415000000000006,72.57111095731085,22.697279606552101,10.0800001621246]
[{"$f":"INDEX(Seas_Ar,C17932)","v":"Shl"},{"$f":"INDEX(WDWE_Ar,D17932)","v":"WD"},10,2,23,null,35.644999999999996,58.736256098813733,49.070879565353302,16.914240964183801]
[{"$f":"INDEX(Seas_Ar,C17937)","v":"Shl"},{"$f":"INDEX(WDWE_Ar,D17937)","v":"WD"},10,3,4,null,54.365000000000002,20.483437174826065,8.2717198398399301,10.0800001621246]
[{"$f":"INDEX(Seas_Ar,C17952)","v":"Shl"},{"$f":"INDEX(WDWE_Ar,D17952)","v":"WD"},10,3,19,null,41.564999999999998,30.187465536399912,74.135790040812395,10.0800001621246]
[{"$f":"INDEX(Seas_Ar,C17953)","v":"Shl"},{"$f":"INDEX(WDWE_Ar,D17953)","v":"WD"},10,3,20,null,44.504999999999995,51.046432392764459,74.135790040812395,10.0800001621246]
[{"$f":"INDEX(Seas_Ar,C17971)","v":"Shl"},{"$f":"INDEX(WDWE_Ar,D17971)","v":"WD"},10,4,14,null,47.265000000000001,71.982212138534607,63.326610206379797,10.0800001621246]
[{"$f":"INDEX(Seas_Ar,C17972)","v":"Shl"},{"$f":"INDEX(WDWE_Ar,D17972)","v":"WD"},10,4,15,null,48.04,40.079258738742993,63.326610206379797,10.0800001621246]
[{"$f":"INDEX(Seas_Ar,C17983)","v":"Shl"},{"$f":"INDEX(WDWE_Ar,D17983)","v":"WD"},10,1,2,null,25.43,47.21922948043354,9.9900001287460292,10.0800001621246]
[{"$f":"INDEX(Seas_Ar,C17998)","v":"Shl"},{"$f":"INDEX(WDWE_Ar,D17998)","v":"WD"},10,1,17,null,37.65,18.593909498391763,69.630297848653697,25.1496011735439]
[{"$f":"INDEX(Seas_Ar,C18009)","v":"Shl"},{"$f":"INDEX(WDWE_Ar,D18009)","v":"WD"},10,2,4,null,29.134999999999998,10.872897455788435,9.9900001287460292,25.462080640239702]
[{"$f":"INDEX(Seas_Ar,C18014)","v":"Shl"},{"$f":"INDEX(WDWE_Ar,D18014)","v":"WD"},10,2,9,null,186.62,56.770844760671309,49.0309224611091,10.0800001621246]
[{"$f":"INDEX(Seas_Ar,C18029)","v":"Shl"},{"$f":"INDEX(WDWE_Ar,D18029)","v":"WD"},10,2,24,null,13.935,42.399133052307377,9.9900001287460292,10.231199780035]
[{"$f":"INDEX(Seas_Ar,C18039)","v":"Shl"},{"$f":"INDEX(WDWE_Ar,D18039)","v":"WD"},10,3,10,null,31.84,58.86718072634946,9.9900001287460292,10.0800001621246]
[{"$f":"INDEX(Seas_Ar,C18044)","v":"Shl"},{"$f":"INDEX(WDWE_Ar,D18044)","v":"WD"},10,3,15,null,31.060000000000002,106.09379167145089,9.9900001287460292,10.0800001621246]
[{"$f":"INDEX(Seas_Ar,C18059)","v":"Shl"},{"$f":"INDEX(WDWE_Ar,D18059)","v":"WD"},10,4,6,null,13.88,68.721436057970337,9.9900001287460292,10.0800001621246]
[{"$f":"INDEX(Seas_Ar,C18070)","v":"Shl"},{"$f":"INDEX(WDWE_Ar,D18070)","v":"WD"},10,4,17,null,26.375,64.418042156595831,11.818170076088901,10.221120510463701]
[{"$f":"INDEX(Seas_Ar,C18075)","v":"Shl"},{"$f":"INDEX(WDWE_Ar,D18075)","v":"WD"},10,4,22,null,30.060000000000002,60.756835681326955,48.911039715728698,33.818399774885101]
[{"$f":"INDEX(Seas_Ar,C18086)","v":"Shl"},{"$f":"INDEX(WDWE_Ar,D18086)","v":"WD"},10,5,9,null,31.305,77.468471689409114,54.305641309604603,22.6094406712627]
[{"$f":"INDEX(Seas_Ar,C18095)","v":"Shl"},{"$f":"INDEX(WDWE_Ar,D18095)","v":"WD"},10,5,18,null,30,56.660122790653091,58.841102282667102,34.261922242956103]
[{"$f":"INDEX(Seas_Ar,C18105)","v":"Shl"},{"$f":"INDEX(WDWE_Ar,D18105)","v":"WE"},10,6,4,null,11.21,56.977525771371972,9.9900001287460292,34.020000547170604]
[{"$f":"INDEX(Seas_Ar,C18116)","v":"Shl"},{"$f":"INDEX(WDWE_Ar,D18116)","v":"WE"},10,6,15,null,30.715000000000003,84.488244588563745,9.9900001287460292,2.39904015394211]
[{"$f":"INDEX(Seas_Ar,C18121)","v":"Shl"},{"$f":"INDEX(WDWE_Ar,D18121)","v":"WE"},10,6,20,null,30.259999999999998,60.277040477914696,49.520430333323397,34.020000547170604]
[{"$f":"INDEX(Seas_Ar,C18132)","v":"Shl"},{"$f":"INDEX(WDWE_Ar,D18132)","v":"WE"},10,7,7,null,30.324999999999999,50.17181534758587,9.9900001287460292,10.0800001621246]
[{"$f":"INDEX(Seas_Ar,C18147)","v":"Shl"},{"$f":"INDEX(WDWE_Ar,D18147)","v":"WE"},10,7,22,null,33.04,68.30807403656901,13.536450364995,10.0800001621246]
[{"$f":"INDEX(Seas_Ar,C18153)","v":"Shl"},{"$f":"INDEX(WDWE_Ar,D18153)","v":"WD"},10,1,4,null,12.09,16.826531842974624,9.9900001287460292,10.0800001621246]
[{"$f":"INDEX(Seas_Ar,C18162)","v":"Shl"},{"$f":"INDEX(WDWE_Ar,D18162)","v":"WD"},10,1,13,null,50.08,41.788969192442472,13.7462404058074,10.0800001621246]
[{"$f":"INDEX(Seas_Ar,C18177)","v":"Shl"},{"$f":"INDEX(WDWE_Ar,D18177)","v":"WD"},10,2,4,null,14.45,32.286073069192675,11.1788097248697,10.231199780035]
[{"$f":"INDEX(Seas_Ar,C18182)","v":"Shl"},{"$f":"INDEX(WDWE_Ar,D18182)","v":"WD"},10,2,9,null,69.849999999999994,98.449739684091711,46.133820899419703,10.0800001621246]
[{"$f":"INDEX(Seas_Ar,C18193)","v":"Shl"},{"$f":"INDEX(WDWE_Ar,D18193)","v":"WD"},10,2,20,null,25.274999999999999,37.985169215380701,46.133820899419703,10.0800001621246]
[{"$f":"INDEX(Seas_Ar,C18208)","v":"Shl"},{"$f":"INDEX(WDWE_Ar,D18208)","v":"WD"},10,3,11,null,34.569999999999993,85.32795052710955,35.374590303454397,10.0800001621246]
[{"$f":"INDEX(Seas_Ar,C18215)","v":"Shl"},{"$f":"INDEX(WDWE_Ar,D18215)","v":"WD"},10,3,18,null,20.54,41.042737599720283,45.564391196951803,10.0800001621246]
[{"$f":"INDEX(Seas_Ar,C18223)","v":"Shl"},{"$f":"INDEX(WDWE_Ar,D18223)","v":"WD"},10,4,2,null,47.594999999999999,36.466290752317846,9.9900001287460292,10.0800001621246]
[{"$f":"INDEX(Seas_Ar,C18228)","v":"Shl"},{"$f":"INDEX(WDWE_Ar,D18228)","v":"WD"},10,4,7,null,42.375,39.048384139524707,10.6593302135896,10.0800001621246]
[{"$f":"INDEX(Seas_Ar,C18239)","v":"Shl"},{"$f":"INDEX(WDWE_Ar,D18239)","v":"WD"},10,4,18,null,29.09,30.351153983638685,18.001980689306201,10.231199780035]
[{"$f":"INDEX(Seas_Ar,C18254)","v":"Shl"},{"$f":"INDEX(WDWE_Ar,D18254)","v":"WD"},10,5,9,null,52.03,54.336226061222611,20.329650643086399,10.0800001621246]
[{"$f":"INDEX(Seas_Ar,C18265)","v":"Shl"},{"$f":"INDEX(WDWE_Ar,D18265)","v":"WD"},10,5,20,null,27.18,52.308853504003928,40.0499106685781,10.231199780035]
[{"$f":"INDEX(Seas_Ar,C18270)","v":"Shl"},{"$f":"INDEX(WDWE_Ar,D18270)","v":"WE"},10,6,1,null,48.564999999999998,72.034462065607215,13.706280443401299,10.231199780035]
[{"$f":"INDEX(Seas_Ar,C18286)","v":"Shl"},{"$f":"INDEX(WDWE_Ar,D18286)","v":"WE"},10,6,17,null,19.634999999999998,18.933150233048764,36.6932700155782,36.036000579595502]
[{"$f":"INDEX(Seas_Ar,C18295)","v":"Shl"},{"$f":"INDEX(WDWE_Ar,D18295)","v":"WE"},10,7,2,null,11.120000000000001,27.577549833697812,9.9900001287460292,56.861280760736399]
[{"$f":"INDEX(Seas_Ar,C18300)","v":"Shl"},{"$f":"INDEX(WDWE_Ar,D18300)","v":"WE"},10,7,7,null,10.414999999999999,53.193765304223163,9.9900001287460292,10.0800001621246]
[{"$f":"INDEX(Seas_Ar,C18315)","v":"Shl"},{"$f":"INDEX(WDWE_Ar,D18315)","v":"WE"},10,7,22,null,25.43,47.296554575896494,25.294680021114299,56.861280760736399]
[{"$f":"INDEX(Seas_Ar,C18326)","v":"Shl"},{"$f":"INDEX(WDWE_Ar,D18326)","v":"WD"},10,1,9,null,43.635000000000005,31.132028399494029,11.928059734525601,0.67536002768516501]
[{"$f":"INDEX(Seas_Ar,C18331)","v":"Shl"},{"$f":"INDEX(WDWE_Ar,D18331)","v":"WD"},10,1,14,null,30,1.1087725193159297,10.6593302135896,1.0079999936819E-2]
[{"$f":"INDEX(Seas_Ar,C18339)","v":"Shl"},{"$f":"INDEX(WDWE_Ar,D18339)","v":"WD"},10,1,22,null,29.98,9.1149740873634215,12.107880041713701,10.231199780035]
[{"$f":"INDEX(Seas_Ar,C18346)","v":"Shl"},{"$f":"INDEX(WDWE_Ar,D18346)","v":"WD"},10,2,5,null,11.059999999999999,1.4399643107999087E-2,9.9900001287460292,10.755360249891201]
[{"$f":"INDEX(Seas_Ar,C18361)","v":"Shl"},{"$f":"INDEX(WDWE_Ar,D18361)","v":"WD"},10,2,20,null,27.62,6.0046511760356189,58.481461668291097,10.755360249891201]
[{"$f":"INDEX(Seas_Ar,C18372)","v":"Shl"},{"$f":"INDEX(WDWE_Ar,D18372)","v":"WD"},10,3,7,null,29.71,26.610540463582314,11.7282599224948,10.0800001621246]
[{"$f":"INDEX(Seas_Ar,C18377)","v":"Shl"},{"$f":"INDEX(WDWE_Ar,D18377)","v":"WD"},10,3,12,null,27.555,49.08118353361489,10.6593302135896,10.0800001621246]
[{"$f":"INDEX(Seas_Ar,C18392)","v":"Shl"},{"$f":"INDEX(WDWE_Ar,D18392)","v":"WD"},10,4,3,null,10.129999999999999,1.4399643107999087E-2,9.9900001287460292,10.0800001621246]
[{"$f":"INDEX(Seas_Ar,C18397)","v":"Shl"},{"$f":"INDEX(WDWE_Ar,D18397)","v":"WD"},10,4,8,null,28.945,67.8799176111077,28.441529680580999,10.231199780035]
[{"$f":"INDEX(Seas_Ar,C18407)","v":"Shl"},{"$f":"INDEX(WDWE_Ar,D18407)","v":"WD"},10,4,18,null,20.79,98.464759572497755,11.928059734525601,10.0800001621246]
[{"$f":"INDEX(Seas_Ar,C18418)","v":"Shl"},{"$f":"INDEX(WDWE_Ar,D18418)","v":"WD"},10,5,5,null,6.2850000000000001,1.4399643107999087E-2,9.9900001287460292,16.380000263452501]
[{"$f":"INDEX(Seas_Ar,C18433)","v":"Shl"},{"$f":"INDEX(WDWE_Ar,D18433)","v":"WD"},10,5,20,null,28.295000000000002,4.6222854376677072,59.5603797005367,10.0800001621246]
[{"$f":"INDEX(Seas_Ar,C18438)","v":"Shl"},{"$f":"INDEX(WDWE_Ar,D18438)","v":"WE"},10,6,1,null,13.219999999999999,15.15562437116904,9.9900001287460292,10.0800001621246]
[{"$f":"INDEX(Seas_Ar,C18449)","v":"Shl"},{"$f":"INDEX(WDWE_Ar,D18449)","v":"WE"},10,6,12,null,24.86,8.5821872923674558,9.9900001287460292,6.32016008242607]
[{"$f":"INDEX(Seas_Ar,C18455)","v":"Shl"},{"$f":"INDEX(WDWE_Ar,D18455)","v":"WE"},10,6,18,null,29.15,22.139451278548595,10.6593302135896,10.0800001621246]
[{"$f":"INDEX(Seas_Ar,C18464)","v":"Shl"},{"$f":"INDEX(WDWE_Ar,D18464)","v":"WE"},10,7,3,null,21.83,1.4399643107999087E-2,9.9900001287460292,10.231199780035]
[{"$f":"INDEX(Seas_Ar,C18479)","v":"Shl"},{"$f":"INDEX(WDWE_Ar,D18479)","v":"WE"},10,7,18,null,30.815000000000001,0.2159946466199863,10.6593302135896,10.0800001621246]
[{"$f":"INDEX(Seas_Ar,C18484)","v":"Shl"},{"$f":"INDEX(WDWE_Ar,D18484)","v":"WE"},10,7,23,null,30.41,3.5999107769997721E-2,9.9900001287460292,10.0800001621246]
[{"$f":"INDEX(Seas_Ar,C18495)","v":"Sum"},{"$f":"INDEX(WDWE_Ar,D18495)","v":"WD"},11,1,10,null,137.96,188.90512122553127,78.211711922564504,97.786083726091405]
[{"$f":"INDEX(Seas_Ar,C18510)","v":"Sum"},{"$f":"INDEX(WDWE_Ar,D18510)","v":"WD"},11,2,1,null,95.495000000000005,2.5602902985843747,66.013922679977398,103.944964440383]
[{"$f":"INDEX(Seas_Ar,C18515)","v":"Sum"},{"$f":"INDEX(WDWE_Ar,D18515)","v":"WD"},11,2,6,null,99.63,59.453340716221874,76.683243122348799,103.944964440383]
[{"$f":"INDEX(Seas_Ar,C18530)","v":"Sum"},{"$f":"INDEX(WDWE_Ar,D18530)","v":"WD"},11,2,21,null,192.03,202.12384337073752,82.267649535870504,103.944964440383]
[{"$f":"INDEX(Seas_Ar,C18540)","v":"Sum"},{"$f":"INDEX(WDWE_Ar,D18540)","v":"WD"},11,3,7,null,146.995,123.72847563661875,71.878047877621597,108.571680823392]
[{"$f":"INDEX(Seas_Ar,C18551)","v":"Sum"},{"$f":"INDEX(WDWE_Ar,D18551)","v":"WD"},11,3,18,null,196.45,382.64233963430621,72.777149413561801,108.571680823392]
[{"$f":"INDEX(Seas_Ar,C18556)","v":"Sum"},{"$f":"INDEX(WDWE_Ar,D18556)","v":"WD"},11,3,23,null,114.03999999999999,183.78969211789686,72.777149413561801,108.571680823392]
[{"$f":"INDEX(Seas_Ar,C18571)","v":"Sum"},{"$f":"INDEX(WDWE_Ar,D18571)","v":"WD"},11,4,14,null,188.04,289.90522503648748,73.036891551003393,62.506079313440203]
[{"$f":"INDEX(Seas_Ar,C18582)","v":"Sum"},{"$f":"INDEX(WDWE_Ar,D18582)","v":"WD"},12,5,1,null,126.31,169.03582609144686,68.601329054875293,183.032644789562]
[{"$f":"INDEX(Seas_Ar,C18588)","v":"Sum"},{"$f":"INDEX(WDWE_Ar,D18588)","v":"WD"},12,5,7,null,157.03,147.579872180775,87.302610515370304,175.885928366022]
[{"$f":"INDEX(Seas_Ar,C18601)","v":"Sum"},{"$f":"INDEX(WDWE_Ar,D18601)","v":"WD"},12,5,20,null,148.80000000000001,195.84417762833439,87.302610515370304,184.282570346775]
[{"$f":"INDEX(Seas_Ar,C18602)","v":"Sum"},{"$f":"INDEX(WDWE_Ar,D18602)","v":"WD"},12,5,21,null,136.76499999999999,196.81265766079687,105.814079534454,239.57136200751299]
[{"$f":"INDEX(Seas_Ar,C18617)","v":"Sum"},{"$f":"INDEX(WDWE_Ar,D18617)","v":"WE"},12,6,12,null,124.86,253.73146552610623,69.460469675688699,110.305442081747]
[{"$f":"INDEX(Seas_Ar,C18628)","v":"Sum"},{"$f":"INDEX(WDWE_Ar,D18628)","v":"WE"},12,6,23,null,96.784999999999997,179.25122983811249,73.056868197684196,167.13648022725101]
[{"$f":"INDEX(Seas_Ar,C18633)","v":"Sum"},{"$f":"INDEX(WDWE_Ar,D18633)","v":"WE"},12,7,4,null,50.459999999999994,159.14496618544689,75.384540056905706,154.19376371048901]
[{"$f":"INDEX(Seas_Ar,C18646)","v":"Sum"},{"$f":"INDEX(WDWE_Ar,D18646)","v":"WE"},12,7,17,null,128.07499999999999,184.011206167875,86.803110508933003,101.525762863388]
[{"$f":"INDEX(Seas_Ar,C18658)","v":"Sum"},{"$f":"INDEX(WDWE_Ar,D18658)","v":"WD"},11,1,5,null,52.754999999999995,8.8605619991250002,54.705239028224902,281.67552699134802]
[{"$f":"INDEX(Seas_Ar,C18663)","v":"Sum"},{"$f":"INDEX(WDWE_Ar,D18663)","v":"WD"},11,1,10,null,110.03999999999999,169.76733760532809,105.14475135505199,279.15552695081698]
[{"$f":"INDEX(Seas_Ar,C18674)","v":"Sum"},{"$f":"INDEX(WDWE_Ar,D18674)","v":"WD"},11,1,21,null,119.405,158.06315338322813,105.14475135505199,279.15552695081698]
[{"$f":"INDEX(Seas_Ar,C18689)","v":"Sum"},{"$f":"INDEX(WDWE_Ar,D18689)","v":"WD"},11,2,12,null,109.30500000000001,149.43955990268438,72.497430629439293,17.0251196585941]
[{"$f":"INDEX(Seas_Ar,C18694)","v":"Sum"},{"$f":"INDEX(WDWE_Ar,D18694)","v":"WD"},11,2,17,null,121.75,153.77196260109375,72.887040024719198,28.617119845037401]
[{"$f":"INDEX(Seas_Ar,C18705)","v":"Sum"},{"$f":"INDEX(WDWE_Ar,D18705)","v":"WD"},11,3,4,null,92.48,151.47439826876249,46.213738918790703,37.618560297431898]
[{"$f":"INDEX(Seas_Ar,C18712)","v":"Sum"},{"$f":"INDEX(WDWE_Ar,D18712)","v":"WD"},11,3,11,null,137.25,145.57594275190314,72.497430629439293,10.0800001621246]
[{"$f":"INDEX(Seas_Ar,C18724)","v":"Sum"},{"$f":"INDEX(WDWE_Ar,D18724)","v":"WD"},11,3,23,null,152.88499999999999,116.20730091643124,66.123813291134795,29.040479928750901]
[{"$f":"INDEX(Seas_Ar,C18735)","v":"Sum"},{"$f":"INDEX(WDWE_Ar,D18735)","v":"WD"},11,4,10,null,147.17500000000001,181.88879247971252,69.230703940916101,10.0800001621246]
[{"$f":"INDEX(Seas_Ar,C18740)","v":"Sum"},{"$f":"INDEX(WDWE_Ar,D18740)","v":"WD"},11,4,15,null,177.84500000000003,179.87971156130627,58.841102282667102,10.0800001621246]
[{"$f":"INDEX(Seas_Ar,C18751)","v":"Sum"},{"$f":"INDEX(WDWE_Ar,D18751)","v":"WD"},11,5,2,null,121.145,131.52267930212813,39.240719286231901,10.231199780035]
[{"$f":"INDEX(Seas_Ar,C18766)","v":"Sum"},{"$f":"INDEX(WDWE_Ar,D18766)","v":"WD"},11,5,17,null,107.86000000000001,149.56319565150937,74.775149439310994,10.0800001621246]
[{"$f":"INDEX(Seas_Ar,C18770)","v":"Sum"},{"$f":"INDEX(WDWE_Ar,D18770)","v":"WD"},11,5,21,null,103.07,171.38490531912188,78.5513682684945,10.3924805901241]
[{"$f":"INDEX(Seas_Ar,C18781)","v":"Sum"},{"$f":"INDEX(WDWE_Ar,D18781)","v":"WE"},11,6,8,null,99.27000000000001,184.45938575736562,58.551391364321702,7.2878401364421803]
[{"$f":"INDEX(Seas_Ar,C18796)","v":"Sum"},{"$f":"INDEX(WDWE_Ar,D18796)","v":"WE"},11,6,23,null,70.97,146.76078534480936,72.217711845316899,10.9166400986766]
[{"$f":"INDEX(Seas_Ar,C18807)","v":"Sum"},{"$f":"INDEX(WDWE_Ar,D18807)","v":"WE"},11,7,10,null,98.245000000000005,174.85700926529063,57.5823601323509,3.68928014585495]
[{"$f":"INDEX(Seas_Ar,C18812)","v":"Sum"},{"$f":"INDEX(WDWE_Ar,D18812)","v":"WE"},11,7,15,null,91.13,150.17622290609998,48.951000630855503,3.68928014585495]
[{"$f":"INDEX(Seas_Ar,C18827)","v":"Sum"},{"$f":"INDEX(WDWE_Ar,D18827)","v":"WD"},11,1,6,null,94.68,116.40771728711744,62.147789886317199,271.57537790311801]
[{"$f":"INDEX(Seas_Ar,C18832)","v":"Sum"},{"$f":"INDEX(WDWE_Ar,D18832)","v":"WD"},11,1,11,null,108.875,133.86026847945618,72.497430629439293,26.812800815772999]
[{"$f":"INDEX(Seas_Ar,C18842)","v":"Sum"},{"$f":"INDEX(WDWE_Ar,D18842)","v":"WD"},11,1,21,null,138.83000000000001,170.68951616994627,120.339540636262,34.856642406330103]
[{"$f":"INDEX(Seas_Ar,C18857)","v":"Sum"},{"$f":"INDEX(WDWE_Ar,D18857)","v":"WD"},11,2,12,null,75.704999999999998,93.07822388277593,92.437469971804603,17.226720430879499]
[{"$f":"INDEX(Seas_Ar,C18858)","v":"Sum"},{"$f":"INDEX(WDWE_Ar,D18858)","v":"WD"},11,2,13,null,92.334999999999994,113.52457304294451,88.141774489502893,25.7443213369178]
[{"$f":"INDEX(Seas_Ar,C18873)","v":"Sum"},{"$f":"INDEX(WDWE_Ar,D18873)","v":"WD"},11,3,4,null,72.204999999999998,88.775023518338756,49.620328810257803,89.883359599962205]
[{"$f":"INDEX(Seas_Ar,C18884)","v":"Sum"},{"$f":"INDEX(WDWE_Ar,D18884)","v":"WD"},11,3,15,null,71.960000000000008,88.473799492828164,53.816129626507703,32.810399758672702]
[{"$f":"INDEX(Seas_Ar,C18890)","v":"Sum"},{"$f":"INDEX(WDWE_Ar,D18890)","v":"WD"},11,3,21,null,98.14,120.66173821881817,75.184743103036894,94.268158132400401]
[{"$f":"INDEX(Seas_Ar,C18903)","v":"Sum"},{"$f":"INDEX(WDWE_Ar,D18903)","v":"WD"},11,4,10,null,147.16,180.93113303730672,57.022922564105997,17.3275208170223]
[{"$f":"INDEX(Seas_Ar,C18914)","v":"Sum"},{"$f":"INDEX(WDWE_Ar,D18914)","v":"WD"},11,4,21,null,115.66,142.20232975737221,72.497430629439293,96.143038777789997]
[{"$f":"INDEX(Seas_Ar,C18919)","v":"Sum"},{"$f":"INDEX(WDWE_Ar,D18919)","v":"WD"},11,5,2,null,75.88,93.293383900997782,38.821141110048302,72.444963933744404]
[{"$f":"INDEX(Seas_Ar,C18934)","v":"Sum"},{"$f":"INDEX(WDWE_Ar,D18934)","v":"WD"},11,5,17,null,74.525000000000006,91.627430617051402,40.909051289391499,26.016479880113501]
[{"$f":"INDEX(Seas_Ar,C18945)","v":"Sum"},{"$f":"INDEX(WDWE_Ar,D18945)","v":"WE"},11,6,4,null,47.56,58.474345523609053,38.301660646047502,46.398239515790898]
[{"$f":"INDEX(Seas_Ar,C18950)","v":"Sum"},{"$f":"INDEX(WDWE_Ar,D18950)","v":"WE"},11,6,9,null,81.55,100.26456849138599,54.685262381544099,15.7550403687572]
[{"$f":"INDEX(Seas_Ar,C18965)","v":"Sum"},{"$f":"INDEX(WDWE_Ar,D18965)","v":"WE"},11,6,24,null,89.094999999999999,109.54103899129412,39.960000514984102,23.8694406915283]
[{"$f":"INDEX(Seas_Ar,C18975)","v":"Sum"},{"$f":"INDEX(WDWE_Ar,D18975)","v":"WE"},11,7,10,null,56.35,69.28152586743839,32.7172504216432,10.0800001621246]
[{"$f":"INDEX(Seas_Ar,C18980)","v":"Sum"},{"$f":"INDEX(WDWE_Ar,D18980)","v":"WE"},11,7,15,null,54.674999999999997,67.222137121600596,40.479480978984803,10.0800001621246]
[{"$f":"INDEX(Seas_Ar,C18991)","v":"Sum"},{"$f":"INDEX(WDWE_Ar,D18991)","v":"WD"},11,1,2,null,58.094999999999999,18.321013205110013,72.617313374819702,279.15552695081698]
[{"$f":"INDEX(Seas_Ar,C18996)","v":"Sum"},{"$f":"INDEX(WDWE_Ar,D18996)","v":"WD"},11,1,7,null,77.094999999999999,79.803144908541512,86.053860499277107,237.756958902158]
[{"$f":"INDEX(Seas_Ar,C19007)","v":"Sum"},{"$f":"INDEX(WDWE_Ar,D19007)","v":"WD"},11,1,18,null,78.47999999999999,120.37689317915019,89.390524505596204,279.16561679472898]
[{"$f":"INDEX(Seas_Ar,C19023)","v":"Sum"},{"$f":"INDEX(WDWE_Ar,D19023)","v":"WD"},12,2,10,null,82.59,89.625694023670547,82.8870322876882,10.0800001621246]
[{"$f":"INDEX(Seas_Ar,C19026)","v":"Sum"},{"$f":"INDEX(WDWE_Ar,D19026)","v":"WD"},12,2,13,null,86.094999999999999,107.07524310508617,70.459469688563303,10.0800001621246]
[{"$f":"INDEX(Seas_Ar,C19037)","v":"Sum"},{"$f":"INDEX(WDWE_Ar,D19037)","v":"WD"},12,2,24,null,73.875,83.147135150624649,72.777149413561801,12.6504003957271]
[{"$f":"INDEX(Seas_Ar,C19052)","v":"Sum"},{"$f":"INDEX(WDWE_Ar,D19052)","v":"WD"},12,3,15,null,105.62,119.37031833860394,61.618321098976097,11.995199808406801]
[{"$f":"INDEX(Seas_Ar,C19057)","v":"Sum"},{"$f":"INDEX(WDWE_Ar,D19057)","v":"WD"},12,3,20,null,90.115000000000009,76.607776454995403,82.757157408084794,16.480800649595199]
[{"$f":"INDEX(Seas_Ar,C19068)","v":"Sum"},{"$f":"INDEX(WDWE_Ar,D19068)","v":"WD"},12,4,7,null,73.825000000000003,117.06681175908631,61.268672618822997,10.0800001621246]
[{"$f":"INDEX(Seas_Ar,C19081)","v":"Sum"},{"$f":"INDEX(WDWE_Ar,D19081)","v":"WD"},12,4,20,null,82.724999999999994,92.633898154171021,72.497430629439293,10.0800001621246]
[{"$f":"INDEX(Seas_Ar,C19093)","v":"Sum"},{"$f":"INDEX(WDWE_Ar,D19093)","v":"WD"},12,5,8,null,79.185000000000002,128.87638959840129,54.835110096945698,11.692800572586]
[{"$f":"INDEX(Seas_Ar,C19098)","v":"Sum"},{"$f":"INDEX(WDWE_Ar,D19098)","v":"WD"},12,5,13,null,76.050000000000011,121.36426064252723,46.633320905856998,10.0800001621246]
[{"$f":"INDEX(Seas_Ar,C19113)","v":"Sum"},{"$f":"INDEX(WDWE_Ar,D19113)","v":"WE"},12,6,4,null,0.03,117.02646012637794,46.873078774852701,10.0800001621246]
[{"$f":"INDEX(Seas_Ar,C19114)","v":"Sum"},{"$f":"INDEX(WDWE_Ar,D19114)","v":"WE"},12,6,5,null,10.8,119.91160186502609,46.873078774852701,10.0800001621246]
[{"$f":"INDEX(Seas_Ar,C19129)","v":"Sum"},{"$f":"INDEX(WDWE_Ar,D19129)","v":"WE"},12,6,20,null,65.81,82.60651742614219,72.7172118517542,10.0800001621246]
[{"$f":"INDEX(Seas_Ar,C19140)","v":"Sum"},{"$f":"INDEX(WDWE_Ar,D19140)","v":"WE"},12,7,7,null,51.305,0.74650520510476148,10.6593302135896,10.0800001621246]
[{"$f":"INDEX(Seas_Ar,C19147)","v":"Sum"},{"$f":"INDEX(WDWE_Ar,D19147)","v":"WE"},12,7,14,null,69.22999999999999,113.39481318262507,10.139849749588899,1.0079999936819E-2]
[{"$f":"INDEX(Seas_Ar,C19159)","v":"Sum"},{"$f":"INDEX(WDWE_Ar,D19159)","v":"WD"},11,1,2,null,44.64,80.251352144976352,33.116851951146103,80.045284978837998]
[{"$f":"INDEX(Seas_Ar,C19170)","v":"Sum"},{"$f":"INDEX(WDWE_Ar,D19170)","v":"WD"},11,1,13,null,75.305000000000007,115.42976076791351,36.593371538643801,20.664000332355499]
[{"$f":"INDEX(Seas_Ar,C19175)","v":"Sum"},{"$f":"INDEX(WDWE_Ar,D19175)","v":"WD"},11,1,18,null,78.009999999999991,108.9953972087725,43.046910707201903,36.802078900022401]
[{"$f":"INDEX(Seas_Ar,C19190)","v":"Sum"},{"$f":"INDEX(WDWE_Ar,D19190)","v":"WD"},11,2,9,null,61.019999999999996,98.919430104578851,62.367571108631999,30.240000486373901]
[{"$f":"INDEX(Seas_Ar,C19201)","v":"Sum"},{"$f":"INDEX(WDWE_Ar,D19201)","v":"WD"},11,2,20,null,70.534999999999997,84.087347338341388,59.820121837978299,55.067041962346998]
[{"$f":"INDEX(Seas_Ar,C19205)","v":"Sum"},{"$f":"INDEX(WDWE_Ar,D19205)","v":"WD"},11,2,24,null,68.599999999999994,87.87798448043354,41.588371603016803,55.067041962346998]
[{"$f":"INDEX(Seas_Ar,C19216)","v":"Sum"},{"$f":"INDEX(WDWE_Ar,D19216)","v":"WD"},11,3,11,null,81.39,101.30396765721117,42.467488870510998,17.821440594253499]
[{"$f":"INDEX(Seas_Ar,C19231)","v":"Sum"},{"$f":"INDEX(WDWE_Ar,D19231)","v":"WD"},11,4,2,null,63.125,81.631532847994521,44.335621638421998,70.025762356748601]
[{"$f":"INDEX(Seas_Ar,C19236)","v":"Sum"},{"$f":"INDEX(WDWE_Ar,D19236)","v":"WD"},11,4,7,null,69.38,91.104885842419677,62.287649278378403,66.165120448951697]
[{"$f":"INDEX(Seas_Ar,C19247)","v":"Sum"},{"$f":"INDEX(WDWE_Ar,D19247)","v":"WD"},11,4,18,null,78.039999999999992,88.908260216489353,67.092844523105597,72.444963933744404]
[{"$f":"INDEX(Seas_Ar,C19252)","v":"Sum"},{"$f":"INDEX(WDWE_Ar,D19252)","v":"WD"},11,4,23,null,61.984999999999999,94.83072576840766,58.891051521134301,72.444963933744404]
[{"$f":"INDEX(Seas_Ar,C19263)","v":"Sum"},{"$f":"INDEX(WDWE_Ar,D19263)","v":"WD"},11,5,10,null,64.150000000000006,93.865247248456001,50.4694811077308,35.612642418489401]
[{"$f":"INDEX(Seas_Ar,C19277)","v":"Sum"},{"$f":"INDEX(WDWE_Ar,D19277)","v":"WD"},11,5,24,null,57.545000000000002,110.31078069568652,53.5264225190449,53.958239637384303]
[{"$f":"INDEX(Seas_Ar,C19282)","v":"Sum"},{"$f":"INDEX(WDWE_Ar,D19282)","v":"WE"},11,6,5,null,57.405000000000001,87.320728421937929,23.306670224146799,41.247358817710797]
[{"$f":"INDEX(Seas_Ar,C19293)","v":"Sum"},{"$f":"INDEX(WDWE_Ar,D19293)","v":"WE"},11,6,16,null,77.015000000000001,86.368209345207092,62.277660955038002,10.0800001621246]
[{"$f":"INDEX(Seas_Ar,C19308)","v":"Sum"},{"$f":"INDEX(WDWE_Ar,D19308)","v":"WE"},11,7,7,null,67.22,76.596789156702911,35.084879385108898,10.0800001621246]
[{"$f":"INDEX(Seas_Ar,C19313)","v":"Sum"},{"$f":"INDEX(WDWE_Ar,D19313)","v":"WE"},11,7,12,null,93.344999999999999,101.2715690491591,44.905051340889898,10.0800001621246]
[{"$f":"INDEX(Seas_Ar,C19324)","v":"Sum"},{"$f":"INDEX(WDWE_Ar,D19324)","v":"WE"},11,7,23,null,66.150000000000006,93.139518428089644,56.433512404074598,18.133920060949301]
[{"$f":"INDEX(Seas_Ar,C19338)","v":"Sum"},{"$f":"INDEX(WDWE_Ar,D19338)","v":"WD"},11,1,13,null,14.33,165.52934517722719,89.200712064185097,10.0800001621246]
[{"$f":"INDEX(Seas_Ar,C19349)","v":"Sum"},{"$f":"INDEX(WDWE_Ar,D19349)","v":"WD"},11,1,24,null,42.534999999999997,92.460226429875036,89.200712064185097,10.977120522623]
[{"$f":"INDEX(Seas_Ar,C19354)","v":"Sum"},{"$f":"INDEX(WDWE_Ar,D19354)","v":"WD"},11,2,5,null,16.72,55.75220263650376,61.738200033473902,10.0800001621246]
[{"$f":"INDEX(Seas_Ar,C19369)","v":"Sum"},{"$f":"INDEX(WDWE_Ar,D19369)","v":"WD"},11,2,20,null,107.05,107.93177637375321,77.512407340493098,21.853440659103399]
[{"$f":"INDEX(Seas_Ar,C19370)","v":"Sum"},{"$f":"INDEX(WDWE_Ar,D19370)","v":"WD"},11,2,21,null,82.210000000000008,115.22466346561944,77.512407340493098,25.0891197882938]
[{"$f":"INDEX(Seas_Ar,C19385)","v":"Sum"},{"$f":"INDEX(WDWE_Ar,D19385)","v":"WD"},11,3,12,null,83.275000000000006,124.74675288718569,43.776180259294499,11.219040295801101]
[{"$f":"INDEX(Seas_Ar,C19396)","v":"Sum"},{"$f":"INDEX(WDWE_Ar,D19396)","v":"WD"},11,3,23,null,68.305000000000007,71.297567227060753,56.273672554450002,15.5433603269004]
[{"$f":"INDEX(Seas_Ar,C19400)","v":"Sum"},{"$f":"INDEX(WDWE_Ar,D19400)","v":"WD"},11,4,3,null,0.02,48.680759484673949,21.7282502800226,35.985601347827902]
[{"$f":"INDEX(Seas_Ar,C19415)","v":"Sum"},{"$f":"INDEX(WDWE_Ar,D19415)","v":"WD"},11,4,18,null,86.68,113.52692659200687,52.207738996038401,12.7713602823162]
[{"$f":"INDEX(Seas_Ar,C19426)","v":"Sum"},{"$f":"INDEX(WDWE_Ar,D19426)","v":"WD"},11,5,5,null,6.4700000000000006,78.79713532962765,9.9900001287460292,22.518720515995]
[{"$f":"INDEX(Seas_Ar,C19431)","v":"Sum"},{"$f":"INDEX(WDWE_Ar,D19431)","v":"WD"},11,5,10,null,152.97500000000002,107.35602212965851,32.857109813704398,10.0800001621246]
[{"$f":"INDEX(Seas_Ar,C19446)","v":"Sum"},{"$f":"INDEX(WDWE_Ar,D19446)","v":"WE"},11,6,1,null,39.099999999999994,74.176338447534278,9.9900001287460292,49.8859224942493]
[{"$f":"INDEX(Seas_Ar,C19449)","v":"Sum"},{"$f":"INDEX(WDWE_Ar,D19449)","v":"WE"},11,6,4,null,13.185,49.500102062808715,9.9900001287460292,49.8859224942493]
[{"$f":"INDEX(Seas_Ar,C19461)","v":"Sum"},{"$f":"INDEX(WDWE_Ar,D19461)","v":"WE"},11,6,16,null,28.585000000000001,72.116909805195519,20.079900639867699,11.531519762496901]
[{"$f":"INDEX(Seas_Ar,C19476)","v":"Sum"},{"$f":"INDEX(WDWE_Ar,D19476)","v":"WE"},11,7,7,null,18.46,50.098000700907065,9.9900001287460292,35.622720726757002]
[{"$f":"INDEX(Seas_Ar,C19487)","v":"Sum"},{"$f":"INDEX(WDWE_Ar,D19487)","v":"WE"},11,7,18,null,58.84,59.701286233819992,9.9900001287460292,82.141919167833294]
[{"$f":"INDEX(Seas_Ar,C19492)","v":"Sum"},{"$f":"INDEX(WDWE_Ar,D19492)","v":"WE"},11,7,23,null,29.034999999999997,54.888571270361709,9.9900001287460292,82.141919167833294]
[{"$f":"INDEX(Seas_Ar,C19503)","v":"Sum"},{"$f":"INDEX(WDWE_Ar,D19503)","v":"WD"},11,1,10,null,58.995000000000005,129.25431237491705,51.228719440727197,0.38304000135421701]
[{"$f":"INDEX(Seas_Ar,C19516)","v":"Sum"},{"$f":"INDEX(WDWE_Ar,D19516)","v":"WD"},11,1,23,null,50.629999999999995,64.517126978657714,41.588371603016803,10.0800001621246]
[{"$f":"INDEX(Seas_Ar,C19522)","v":"Sum"},{"$f":"INDEX(WDWE_Ar,D19522)","v":"WD"},11,2,5,null,34.54,41.964473392939837,9.9900001287460292,48.817441092786702]
[{"$f":"INDEX(Seas_Ar,C19533)","v":"Sum"},{"$f":"INDEX(WDWE_Ar,D19533)","v":"WD"},11,2,16,null,80.085000000000008,98.406123289307672,37.082879410858098,1.04831997840881]
[{"$f":"INDEX(Seas_Ar,C19538)","v":"Sum"},{"$f":"INDEX(WDWE_Ar,D19538)","v":"WD"},11,2,21,null,73.414999999999992,90.63072586738366,42.337621612672798,10.0800001621246]
[{"$f":"INDEX(Seas_Ar,C19549)","v":"Sum"},{"$f":"INDEX(WDWE_Ar,D19549)","v":"WD"},11,3,8,null,84.88,246.83886018005106,43.616340409669803,10.0800001621246]
[{"$f":"INDEX(Seas_Ar,C19564)","v":"Sum"},{"$f":"INDEX(WDWE_Ar,D19564)","v":"WD"},11,3,23,null,55.51,72.005781614009919,39.240719286231901,27.7200004458427]
[{"$f":"INDEX(Seas_Ar,C19569)","v":"Sum"},{"$f":"INDEX(WDWE_Ar,D19569)","v":"WD"},11,4,4,null,25.09,29.907939483129692,9.9900001287460292,98.854561282339006]
[{"$f":"INDEX(Seas_Ar,C19582)","v":"Sum"},{"$f":"INDEX(WDWE_Ar,D19582)","v":"WD"},11,4,17,null,92.615000000000009,104.17432120522902,45.674281808109299,50.188321730070101]
[{"$f":"INDEX(Seas_Ar,C19594)","v":"Sum"},{"$f":"INDEX(WDWE_Ar,D19594)","v":"WD"},11,5,5,null,35.22,60.40936985009408,38.381578665418601,158.185435161409]
[{"$f":"INDEX(Seas_Ar,C19599)","v":"Sum"},{"$f":"INDEX(WDWE_Ar,D19599)","v":"WD"},11,5,10,null,76.875,205.88798919545806,49.9000514052629,13.5576000257968]
[{"$f":"INDEX(Seas_Ar,C19610)","v":"Sum"},{"$f":"INDEX(WDWE_Ar,D19610)","v":"WD"},11,5,21,null,44.56,61.729720355703812,51.168781878919603,20.5430394844627]
[{"$f":"INDEX(Seas_Ar,C19625)","v":"Sum"},{"$f":"INDEX(WDWE_Ar,D19625)","v":"WE"},11,6,12,null,42.835000000000001,69.418428097966583,29.840131222958501,10.0800001621246]
[{"$f":"INDEX(Seas_Ar,C19626)","v":"Sum"},{"$f":"INDEX(WDWE_Ar,D19626)","v":"WE"},11,6,13,null,43.704999999999998,72.899352158210448,29.840131222958501,10.0800001621246]
[{"$f":"INDEX(Seas_Ar,C19640)","v":"Sum"},{"$f":"INDEX(WDWE_Ar,D19640)","v":"WE"},11,7,3,null,36,35.689474272845068,19.950029571146899,10.0800001621246]
[{"$f":"INDEX(Seas_Ar,C19645)","v":"Sum"},{"$f":"INDEX(WDWE_Ar,D19645)","v":"WE"},11,7,8,null,34.704999999999998,39.863915770378895,35.564398933982801,10.0800001621246]
[{"$f":"INDEX(Seas_Ar,C19656)","v":"Sum"},{"$f":"INDEX(WDWE_Ar,D19656)","v":"WE"},11,7,19,null,35.83,86.409605311570701,36.463500469922998,10.0800001621246]
[{"$f":"INDEX(Seas_Ar,C19671)","v":"Sum"},{"$f":"INDEX(WDWE_Ar,D19671)","v":"WD"},11,1,10,null,73.789999999999992,85.002565126299714,39.2606997437953,10.0800001621246]
[{"$f":"INDEX(Seas_Ar,C19682)","v":"Sum"},{"$f":"INDEX(WDWE_Ar,D19682)","v":"WD"},11,1,21,null,64.944999999999993,59.455783373820374,41.178781750173499,47.295358914985599]
[{"$f":"INDEX(Seas_Ar,C19687)","v":"Sum"},{"$f":"INDEX(WDWE_Ar,D19687)","v":"WD"},11,2,2,null,35.15,61.282935083603554,21.168810806336399,42.295679757423301]
[{"$f":"INDEX(Seas_Ar,C19698)","v":"Sum"},{"$f":"INDEX(WDWE_Ar,D19698)","v":"WD"},11,2,13,null,68.655000000000001,91.530964848481204,37.742219266920003,8.6184003308773001]
[{"$f":"INDEX(Seas_Ar,C19712)","v":"Sum"},{"$f":"INDEX(WDWE_Ar,D19712)","v":"WD"},11,3,3,null,41.58,38.170132798536095,20.7791995056152,10.0800001621246]
[{"$f":"INDEX(Seas_Ar,C19717)","v":"Sum"},{"$f":"INDEX(WDWE_Ar,D19717)","v":"WD"},11,3,8,null,69.765000000000001,88.503494497234641,40.9390200702953,10.0800001621246]
[{"$f":"INDEX(Seas_Ar,C19732)","v":"Sum"},{"$f":"INDEX(WDWE_Ar,D19732)","v":"WD"},11,3,23,null,48.34,71.872412876069532,40.909051289391499,29.2420807010364]
[{"$f":"INDEX(Seas_Ar,C19743)","v":"Sum"},{"$f":"INDEX(WDWE_Ar,D19743)","v":"WD"},11,4,10,null,77.31,91.837712945744073,30.7791898631429,10.0800001621246]
[{"$f":"INDEX(Seas_Ar,C19748)","v":"Sum"},{"$f":"INDEX(WDWE_Ar,D19748)","v":"WD"},11,4,15,null,61.975000000000001,105.58802982739702,30.7791898631429,10.0800001621246]
[{"$f":"INDEX(Seas_Ar,C19759)","v":"Sum"},{"$f":"INDEX(WDWE_Ar,D19759)","v":"WD"},11,5,2,null,46.45,83.075386863061269,26.893080422801901,31.489920275764401]
[{"$f":"INDEX(Seas_Ar,C19764)","v":"Sum"},{"$f":"INDEX(WDWE_Ar,D19764)","v":"WD"},11,5,7,null,49.435000000000002,77.300520510242904,39.370590354952803,10.0800001621246]
[{"$f":"INDEX(Seas_Ar,C19778)","v":"Sum"},{"$f":"INDEX(WDWE_Ar,D19778)","v":"WD"},11,5,21,null,42.915000000000006,91.877723567126168,39.370590354952803,47.718720921306598]
[{"$f":"INDEX(Seas_Ar,C19789)","v":"Sum"},{"$f":"INDEX(WDWE_Ar,D19789)","v":"WE"},11,6,8,null,50.900000000000006,77.991935452088157,30.9390297127675,10.0800001621246]
[{"$f":"INDEX(Seas_Ar,C19794)","v":"Sum"},{"$f":"INDEX(WDWE_Ar,D19794)","v":"WE"},11,6,13,null,40.185000000000002,67.585913694106097,26.303670262770598,4.0924800081443697]
[{"$f":"INDEX(Seas_Ar,C19809)","v":"Sum"},{"$f":"INDEX(WDWE_Ar,D19809)","v":"WE"},11,7,4,null,31.46,16.627013026340926,26.923051109147,60.661441283283203]
[{"$f":"INDEX(Seas_Ar,C19820)","v":"Sum"},{"$f":"INDEX(WDWE_Ar,D19820)","v":"WE"},11,7,15,null,41.954999999999998,49.362068684443102,31.548420330362301,6.6931199730682298]
[{"$f":"INDEX(Seas_Ar,C19831)","v":"Sum"},{"$f":"INDEX(WDWE_Ar,D19831)","v":"WD"},11,1,2,null,37.885000000000005,63.261523050310224,9.9900001287460292,20.6740805632305]
[{"$f":"INDEX(Seas_Ar,C19835)","v":"Sum"},{"$f":"INDEX(WDWE_Ar,D19835)","v":"WD"},11,1,6,null,36.465000000000003,51.38046093940816,9.9900001287460292,20.6740805632305]
[{"$f":"INDEX(Seas_Ar,C19850)","v":"Sum"},{"$f":"INDEX(WDWE_Ar,D19850)","v":"WD"},11,1,21,null,46.63,72.268278624991055,45.414539670667601,27.730080676717701]
[{"$f":"INDEX(Seas_Ar,C19855)","v":"Sum"},{"$f":"INDEX(WDWE_Ar,D19855)","v":"WD"},11,2,2,null,37.950000000000003,79.445118547729777,10.139849749588899,10.0800001621246]
[{"$f":"INDEX(Seas_Ar,C19866)","v":"Sum"},{"$f":"INDEX(WDWE_Ar,D19866)","v":"WD"},11,2,13,null,70.344999999999999,100.71677219932978,23.8261506881475,1.0785600702190401]
[{"$f":"INDEX(Seas_Ar,C19881)","v":"Sum"},{"$f":"INDEX(WDWE_Ar,D19881)","v":"WD"},11,3,4,null,38.29,56.182873723529347,22.5774006720542,19.313280156822199]
[{"$f":"INDEX(Seas_Ar,C19884)","v":"Sum"},{"$f":"INDEX(WDWE_Ar,D19884)","v":"WD"},11,3,7,null,44.45,70.206276109875816,34.205762117614697,17.0553603512191]
[{"$f":"INDEX(Seas_Ar,C19896)","v":"Sum"},{"$f":"INDEX(WDWE_Ar,D19896)","v":"WD"},11,3,19,null,47.695,154.55199803768463,44.465488896260197,17.0553603512191]
[{"$f":"INDEX(Seas_Ar,C19901)","v":"Sum"},{"$f":"INDEX(WDWE_Ar,D19901)","v":"WD"},11,3,24,null,43.545000000000002,58.762608471876995,44.465488896260197,17.0553603512191]
[{"$f":"INDEX(Seas_Ar,C19912)","v":"Sum"},{"$f":"INDEX(WDWE_Ar,D19912)","v":"WD"},11,4,11,null,47.924999999999997,66.948133607637459,45.234719363479599,4.7577598650360002]
[{"$f":"INDEX(Seas_Ar,C19927)","v":"Sum"},{"$f":"INDEX(WDWE_Ar,D19927)","v":"WD"},11,5,2,null,39.36,53.933416434312733,35.344621522550597,30.441601258659301]
[{"$f":"INDEX(Seas_Ar,C19932)","v":"Sum"},{"$f":"INDEX(WDWE_Ar,D19932)","v":"WD"},11,5,7,null,41.695,62.368881268875057,43.686270105700402,24.675839935455301]
[{"$f":"INDEX(Seas_Ar,C19942)","v":"Sum"},{"$f":"INDEX(WDWE_Ar,D19942)","v":"WD"},11,5,17,null,45.135000000000005,98.967194307716866,43.926031785578701,25.7140806442928]
[{"$f":"INDEX(Seas_Ar,C19957)","v":"Sum"},{"$f":"INDEX(WDWE_Ar,D19957)","v":"WE"},11,6,8,null,44.790000000000006,37.163045594443652,23.096881136055,16.3094405699348]
[{"$f":"INDEX(Seas_Ar,C19968)","v":"Sum"},{"$f":"INDEX(WDWE_Ar,D19968)","v":"WE"},11,6,19,null,43.484999999999999,77.560751302798707,36.763199711608799,10.231199780035]
[{"$f":"INDEX(Seas_Ar,C19973)","v":"Sum"},{"$f":"INDEX(WDWE_Ar,D19973)","v":"WE"},11,6,24,null,42.754999999999995,55.79788696497171,45.154801344108499,10.231199780035]
[{"$f":"INDEX(Seas_Ar,C19988)","v":"Sum"},{"$f":"INDEX(WDWE_Ar,D19988)","v":"WE"},11,7,15,null,39.549999999999997,102.7804364766464,9.9900001287460292,10.0800001621246]
[{"$f":"INDEX(Seas_Ar,C19999)","v":"Sum"},{"$f":"INDEX(WDWE_Ar,D19999)","v":"WD"},11,1,2,null,24.265000000000001,16.452443448922306,22.237740515241601,37.003679672307896]
[{"$f":"INDEX(Seas_Ar,C20004)","v":"Sum"},{"$f":"INDEX(WDWE_Ar,D20004)","v":"WD"},11,1,7,null,15.485000000000001,39.314644719172584,33.696269976954397,44.815679797954502]
[{"$f":"INDEX(Seas_Ar,C20013)","v":"Sum"},{"$f":"INDEX(WDWE_Ar,D20013)","v":"WD"},11,1,16,null,74.72,25.759763025097165,33.696269976954397,27.508321365289699]
[{"$f":"INDEX(Seas_Ar,C20019)","v":"Sum"},{"$f":"INDEX(WDWE_Ar,D20019)","v":"WD"},11,1,22,null,53.805,118.14698299261117,33.696269976954397,27.508321365289699]
[{"$f":"INDEX(Seas_Ar,C20034)","v":"Sum"},{"$f":"INDEX(WDWE_Ar,D20034)","v":"WD"},11,2,13,null,109.78,186.12444029808168,26.333640949115701,10.0800001621246]
[{"$f":"INDEX(Seas_Ar,C20045)","v":"Sum"},{"$f":"INDEX(WDWE_Ar,D20045)","v":"WD"},11,2,24,null,7.6150000000000002,59.251845202806585,23.306670224146799,17.9423995195388]
[{"$f":"INDEX(Seas_Ar,C20050)","v":"Sum"},{"$f":"INDEX(WDWE_Ar,D20050)","v":"WD"},11,3,5,null,4.9749999999999996,22.017079091753263,24.475500315427698,10.0800001621246]
[{"$f":"INDEX(Seas_Ar,C20065)","v":"Sum"},{"$f":"INDEX(WDWE_Ar,D20065)","v":"WD"},11,3,20,null,54.41,90.751853674058765,54.994949946570301,10.0800001621246]
[{"$f":"INDEX(Seas_Ar,C20075)","v":"Sum"},{"$f":"INDEX(WDWE_Ar,D20075)","v":"WD"},11,4,6,null,15.024999999999999,42.777450528468762,22.4175608224296,10.0800001621246]
[{"$f":"INDEX(Seas_Ar,C20080)","v":"Sum"},{"$f":"INDEX(WDWE_Ar,D20080)","v":"WD"},11,4,11,null,45.784999999999997,71.04514105728758,28.6413304453325,8.7695999487876808]
[{"$f":"INDEX(Seas_Ar,C20091)","v":"Sum"},{"$f":"INDEX(WDWE_Ar,D20091)","v":"WD"},11,4,22,null,41.344999999999999,84.835998424579699,28.6413304453325,10.231199780035]
[{"$f":"INDEX(Seas_Ar,C20106)","v":"Sum"},{"$f":"INDEX(WDWE_Ar,D20106)","v":"WD"},11,5,13,null,38.56,96.22868441522769,19.999980715055401,8.9308797975730805]
[{"$f":"INDEX(Seas_Ar,C20111)","v":"Sum"},{"$f":"INDEX(WDWE_Ar,D20111)","v":"WD"},11,5,18,null,50.64,97.232952977987139,23.526449541020298,10.231199780035]
[{"$f":"INDEX(Seas_Ar,C20122)","v":"Sum"},{"$f":"INDEX(WDWE_Ar,D20122)","v":"WE"},11,6,5,null,9.83,1.9591468683339772,1.8681300288391101,10.0800001621246]
[{"$f":"INDEX(Seas_Ar,C20133)","v":"Sum"},{"$f":"INDEX(WDWE_Ar,D20133)","v":"WE"},11,6,16,null,17.484999999999999,31.373788925113018,1.8681300288391101,6.2092799460601702]
[{"$f":"INDEX(Seas_Ar,C20141)","v":"Sum"},{"$f":"INDEX(WDWE_Ar,D20141)","v":"WE"},11,6,24,null,18.684999999999999,30.281715460691554,10.139849749588899,10.0800001621246]
[{"$f":"INDEX(Seas_Ar,C20152)","v":"Sum"},{"$f":"INDEX(WDWE_Ar,D20152)","v":"WE"},12,7,11,null,14.370000000000001,29.239032253454987,26.933039432487401,10.0800001621246]
[{"$f":"INDEX(Seas_Ar,C20157)","v":"Sum"},{"$f":"INDEX(WDWE_Ar,D20157)","v":"WE"},12,7,16,null,16.024999999999999,1.7176833887634029,22.537439756927402,10.0800001621246]
[{"$f":"INDEX(Seas_Ar,C20168)","v":"Sum"},{"$f":"INDEX(WDWE_Ar,D20168)","v":"WD"},11,1,3,null,19.315000000000001,32.90509458000809,16.413570516400299,10.231199780035]
[{"$f":"INDEX(Seas_Ar,C20183)","v":"Sum"},{"$f":"INDEX(WDWE_Ar,D20183)","v":"WD"},11,1,18,null,37.424999999999997,71.837165701262577,24.8651097107076,10.0800001621246]
[{"$f":"INDEX(Seas_Ar,C20188)","v":"Sum"},{"$f":"INDEX(WDWE_Ar,D20188)","v":"WD"},11,1,23,null,34.644999999999996,59.116164433866196,24.8651097107076,10.0800001621246]
[{"$f":"INDEX(Seas_Ar,C20199)","v":"Sum"},{"$f":"INDEX(WDWE_Ar,D20199)","v":"WD"},11,2,10,null,35.78,77.848446991099493,47.292660761919002,10.0800001621246]
[{"$f":"INDEX(Seas_Ar,C20213)","v":"Sum"},{"$f":"INDEX(WDWE_Ar,D20213)","v":"WD"},11,2,24,null,31.824999999999999,35.345706174184691,13.8561300642442,10.0800001621246]
[{"$f":"INDEX(Seas_Ar,C20224)","v":"Sum"},{"$f":"INDEX(WDWE_Ar,D20224)","v":"WD"},11,3,11,null,34.114999999999995,73.155566819660237,22.217760057678198,10.0800001621246]
[{"$f":"INDEX(Seas_Ar,C20229)","v":"Sum"},{"$f":"INDEX(WDWE_Ar,D20229)","v":"WD"},11,3,16,null,36.615000000000002,85.311539036314798,22.217760057678198,10.0800001621246]
[{"$f":"INDEX(Seas_Ar,C20244)","v":"Sum"},{"$f":"INDEX(WDWE_Ar,D20244)","v":"WD"},11,4,7,null,41.525000000000006,63.11060591758288,21.948029596896099,10.0800001621246]
[{"$f":"INDEX(Seas_Ar,C20255)","v":"Sum"},{"$f":"INDEX(WDWE_Ar,D20255)","v":"WD"},11,4,18,null,36,65.684627148740191,19.920060790243099,10.0800001621246]
[{"$f":"INDEX(Seas_Ar,C20257)","v":"Sum"},{"$f":"INDEX(WDWE_Ar,D20257)","v":"WD"},11,4,20,null,36.305,57.962563455268238,16.093890817150999,10.0800001621246]
[{"$f":"INDEX(Seas_Ar,C20274)","v":"Sum"},{"$f":"INDEX(WDWE_Ar,D20274)","v":"WD"},11,5,13,null,41.8,106.74018469746568,17.732250228524201,10.0800001621246]
[{"$f":"INDEX(Seas_Ar,C20275)","v":"Sum"},{"$f":"INDEX(WDWE_Ar,D20275)","v":"WD"},11,5,14,null,37.405000000000001,119.98719520155583,16.873109607710798,10.0800001621246]
[{"$f":"INDEX(Seas_Ar,C20290)","v":"Sum"},{"$f":"INDEX(WDWE_Ar,D20290)","v":"WE"},11,6,5,null,18.34,23.73390228042992,9.9900001287460292,10.0800001621246]
[{"$f":"INDEX(Seas_Ar,C20301)","v":"Sum"},{"$f":"INDEX(WDWE_Ar,D20301)","v":"WE"},11,6,16,null,30.155000000000001,17.200061902308938,9.9900001287460292,9.0720001459121704]
[{"$f":"INDEX(Seas_Ar,C20306)","v":"Sum"},{"$f":"INDEX(WDWE_Ar,D20306)","v":"WE"},11,6,21,null,30.245000000000001,19.063531890818378,11.748240380058199,10.0800001621246]
[{"$f":"INDEX(Seas_Ar,C20315)","v":"Sum"},{"$f":"INDEX(WDWE_Ar,D20315)","v":"WE"},11,7,6,null,17.38,10.159420062877851,9.9900001287460292,44.896321644954597]
[{"$f":"INDEX(Seas_Ar,C20331)","v":"Sum"},{"$f":"INDEX(WDWE_Ar,D20331)","v":"WE"},11,7,22,null,36.400000000000006,37.924343197112719,17.722259999742501,10.0800001621246]
[{"$f":"INDEX(Seas_Ar,C20336)","v":"Sum"},{"$f":"INDEX(WDWE_Ar,D20336)","v":"WD"},12,1,3,null,59.765000000000001,8.4019884992122817E-2,65.584352369570695,110.77920331983501]
[{"$f":"INDEX(Seas_Ar,C20351)","v":"Sum"},{"$f":"INDEX(WDWE_Ar,D20351)","v":"WD"},12,1,18,null,174.35500000000002,200.0863544516578,82.297618316774305,158.03424131132101]
[{"$f":"INDEX(Seas_Ar,C20362)","v":"Sum"},{"$f":"INDEX(WDWE_Ar,D20362)","v":"WD"},12,2,5,null,116.15,130.81896093273522,82.3176025852203,109.388158375587]
[{"$f":"INDEX(Seas_Ar,C20367)","v":"Sum"},{"$f":"INDEX(WDWE_Ar,D20367)","v":"WD"},12,2,10,null,138.32499999999999,193.2037255393864,96.843063687028902,10.0800001621246]
[{"$f":"INDEX(Seas_Ar,C20377)","v":"Sum"},{"$f":"INDEX(WDWE_Ar,D20377)","v":"WD"},12,2,20,null,145.42500000000001,240.80799204450665,100.75914190827299,68.715359259500403]
[{"$f":"INDEX(Seas_Ar,C20392)","v":"Sum"},{"$f":"INDEX(WDWE_Ar,D20392)","v":"WD"},12,3,11,null,266.315,241.8022273502468,74.855071269564604,10.0800001621246]
[{"$f":"INDEX(Seas_Ar,C20397)","v":"Sum"},{"$f":"INDEX(WDWE_Ar,D20397)","v":"WD"},12,3,16,null,327.21500000000003,272.07039091865903,78.631290098748195,10.231199780035]
[{"$f":"INDEX(Seas_Ar,C20408)","v":"Sum"},{"$f":"INDEX(WDWE_Ar,D20408)","v":"WD"},12,4,3,null,322.01499999999999,169.84619751157626,58.6413015179157,155.10095757273601]
[{"$f":"INDEX(Seas_Ar,C20413)","v":"Sum"},{"$f":"INDEX(WDWE_Ar,D20413)","v":"WD"},12,4,8,null,393.685,400.82386301200455,84.954962009468005,119.306882534141]
[{"$f":"INDEX(Seas_Ar,C20424)","v":"Sum"},{"$f":"INDEX(WDWE_Ar,D20424)","v":"WD"},12,4,19,null,129.05000000000001,218.80878549073583,84.954962009468005,119.306882534141]
[{"$f":"INDEX(Seas_Ar,C20439)","v":"Sum"},{"$f":"INDEX(WDWE_Ar,D20439)","v":"WD"},12,5,10,null,94.555000000000007,226.86069113581425,88.970938707647207,111.78720333604799]
[{"$f":"INDEX(Seas_Ar,C20448)","v":"Sum"},{"$f":"INDEX(WDWE_Ar,D20448)","v":"WD"},12,5,19,null,129.70999999999998,169.83919585449357,93.716188768801601,119.15568099362299]
[{"$f":"INDEX(Seas_Ar,C20454)","v":"Sum"},{"$f":"INDEX(WDWE_Ar,D20454)","v":"WE"},12,6,1,null,101.595,179.85856713980422,72.497430629439293,153.840957552471]
[{"$f":"INDEX(Seas_Ar,C20469)","v":"Sum"},{"$f":"INDEX(WDWE_Ar,D20469)","v":"WE"},12,6,16,null,116.215,191.02621018667386,69.480453944134695,112.079524263601]
[{"$f":"INDEX(Seas_Ar,C20474)","v":"Sum"},{"$f":"INDEX(WDWE_Ar,D20474)","v":"WE"},12,6,21,null,99.85,153.35729508187217,83.006907411303402,153.840957552471]
[{"$f":"INDEX(Seas_Ar,C20485)","v":"Sum"},{"$f":"INDEX(WDWE_Ar,D20485)","v":"WE"},12,7,8,null,69.92,137.40752024753419,65.3046335854483,78.109919102983397]
[{"$f":"INDEX(Seas_Ar,C20500)","v":"Sum"},{"$f":"INDEX(WDWE_Ar,D20500)","v":"WE"},12,7,23,null,129.435,203.62219127840962,72.777149413561801,125.516158634986]
[{"$f":"INDEX(Seas_Ar,C20510)","v":"Sum"},{"$f":"INDEX(WDWE_Ar,D20510)","v":"WD"},12,1,9,null,157.01499999999999,146.72848247051229,69.710219678907293,53.454239629278099]
[{"$f":"INDEX(Seas_Ar,C20515)","v":"Sum"},{"$f":"INDEX(WDWE_Ar,D20515)","v":"WD"},12,1,14,null,144.70999999999998,177.48610628639545,62.3475906510686,10.0800001621246]
[{"$f":"INDEX(Seas_Ar,C20530)","v":"Sum"},{"$f":"INDEX(WDWE_Ar,D20530)","v":"WD"},12,2,5,null,71.330000000000013,112.88576635681763,66.1337978035926,58.222079244537298]
[{"$f":"INDEX(Seas_Ar,C20531)","v":"Sum"},{"$f":"INDEX(WDWE_Ar,D20531)","v":"WD"},12,2,6,null,100.64,126.42036482463597,66.1337978035926,58.222079244537298]
[{"$f":"INDEX(Seas_Ar,C20546)","v":"Sum"},{"$f":"INDEX(WDWE_Ar,D20546)","v":"WD"},12,2,21,null,130.20499999999998,153.70725980548113,85.973938669023397,66.225597988986905]
[{"$f":"INDEX(Seas_Ar,C20557)","v":"Sum"},{"$f":"INDEX(WDWE_Ar,D20557)","v":"WD"},12,3,8,null,141.68,145.33521498117804,100.779118554954,10.0800001621246]
[{"$f":"INDEX(Seas_Ar,C20568)","v":"Sum"},{"$f":"INDEX(WDWE_Ar,D20568)","v":"WD"},12,3,19,null,106.99000000000001,209.6743172565057,100.779118554954,40.098239414463002]
[{"$f":"INDEX(Seas_Ar,C20576)","v":"Sum"},{"$f":"INDEX(WDWE_Ar,D20576)","v":"WD"},12,4,3,null,67.995000000000005,127.23517750813055,68.021907218184396,104.22720321445399]
[{"$f":"INDEX(Seas_Ar,C20587)","v":"Sum"},{"$f":"INDEX(WDWE_Ar,D20587)","v":"WD"},12,4,14,null,100.10499999999999,142.39318139878924,81.788133797879198,42.134399908637903]
[{"$f":"INDEX(Seas_Ar,C20592)","v":"Sum"},{"$f":"INDEX(WDWE_Ar,D20592)","v":"WD"},12,4,19,null,93.38,165.7366317892866,88.431477786083093,157.923360694303]
[{"$f":"INDEX(Seas_Ar,C20607)","v":"Sum"},{"$f":"INDEX(WDWE_Ar,D20607)","v":"WD"},12,5,10,null,110.49,175.06032806835816,62.547391415820101,96.203524008255002]
[{"$f":"INDEX(Seas_Ar,C20618)","v":"Sum"},{"$f":"INDEX(WDWE_Ar,D20618)","v":"WD"},12,5,21,null,121.535,133.33694271811666,67.532399345970106,187.23600301146499]
[{"$f":"INDEX(Seas_Ar,C20623)","v":"Sum"},{"$f":"INDEX(WDWE_Ar,D20623)","v":"WE"},12,6,2,null,161.9,97.398105426271812,9.9900001287460292,158.67936070646201]
[{"$f":"INDEX(Seas_Ar,C20634)","v":"Sum"},{"$f":"INDEX(WDWE_Ar,D20634)","v":"WE"},12,6,13,null,119.83500000000001,162.39652178137371,61.378559419097797,10.0800001621246]
[{"$f":"INDEX(Seas_Ar,C20648)","v":"Sum"},{"$f":"INDEX(WDWE_Ar,D20648)","v":"WE"},12,7,3,null,115.08500000000001,138.64255507705465,58.051891357884401,106.34400171041401]
[{"$f":"INDEX(Seas_Ar,C20653)","v":"Sum"},{"$f":"INDEX(WDWE_Ar,D20653)","v":"WE"},12,7,8,null,158.30500000000001,125.17637599487325,58.051891357884401,10.0800001621246]
[{"$f":"INDEX(Seas_Ar,C20664)","v":"Sum"},{"$f":"INDEX(WDWE_Ar,D20664)","v":"WE"},12,7,19,null,121.89,165.68687223609606,72.777149413561801,54.260642718420002]
[{"$f":"INDEX(Seas_Ar,C20669)","v":"Sum"},{"$f":"INDEX(WDWE_Ar,D20669)","v":"WE"},12,7,24,null,117.755,134.08955596012311,67.092844523105597,54.260642718420002]
[{"$f":"INDEX(Seas_Ar,C20684)","v":"Sum"},{"$f":"INDEX(WDWE_Ar,D20684)","v":"WD"},12,1,15,null,169.94499999999999,84.039402871848395,36.603359861984202,54.290881488437599]
[{"$f":"INDEX(Seas_Ar,C20692)","v":"Sum"},{"$f":"INDEX(WDWE_Ar,D20692)","v":"WD"},12,1,23,null,145.16999999999999,119.49007413122715,43.056899030542297,133.570076611204]
[{"$f":"INDEX(Seas_Ar,C20699)","v":"Sum"},{"$f":"INDEX(WDWE_Ar,D20699)","v":"WD"},12,2,6,null,103.255,106.3715064492833,45.864090438637703,144.90000233054101]
[{"$f":"INDEX(Seas_Ar,C20710)","v":"Sum"},{"$f":"INDEX(WDWE_Ar,D20710)","v":"WD"},12,2,17,null,123.80500000000001,106.35851133518528,55.424520256976997,95.639038769683793]
[{"$f":"INDEX(Seas_Ar,C20725)","v":"Sum"},{"$f":"INDEX(WDWE_Ar,D20725)","v":"WD"},12,3,8,null,87.784999999999997,191.29457707979654,83.506407417740704,21.309119727496999]
[{"$f":"INDEX(Seas_Ar,C20730)","v":"Sum"},{"$f":"INDEX(WDWE_Ar,D20730)","v":"WD"},12,3,13,null,117.81,95.962420056775088,79.620297977399701,10.0800001621246]
[{"$f":"INDEX(Seas_Ar,C20741)","v":"Sum"},{"$f":"INDEX(WDWE_Ar,D20741)","v":"WD"},12,3,24,null,73.325000000000003,105.32539976439327,79.1207979709624,22.387679437227199]
[{"$f":"INDEX(Seas_Ar,C20750)","v":"Sum"},{"$f":"INDEX(WDWE_Ar,D20750)","v":"WD"},12,4,9,null,71.740000000000009,81.524848293882926,91.927977831144204,71.316001147031699]
[{"$f":"INDEX(Seas_Ar,C20766)","v":"Sum"},{"$f":"INDEX(WDWE_Ar,D20766)","v":"WD"},12,5,1,null,53.024999999999999,104.99402435489394,45.544410739388397,65.570404130792596]
[{"$f":"INDEX(Seas_Ar,C20771)","v":"Sum"},{"$f":"INDEX(WDWE_Ar,D20771)","v":"WD"},12,5,6,null,2.9550000000000001,120.42572234628408,43.426531779141399,65.570404130792596]
[{"$f":"INDEX(Seas_Ar,C20786)","v":"Sum"},{"$f":"INDEX(WDWE_Ar,D20786)","v":"WD"},12,5,21,null,36.08,113.0055121963188,59.130809390129997,57.375359077110197]
[{"$f":"INDEX(Seas_Ar,C20787)","v":"Sum"},{"$f":"INDEX(WDWE_Ar,D20787)","v":"WD"},12,5,22,null,70.254999999999995,117.83969464077954,59.130809390129997,38.162881229038199]
[{"$f":"INDEX(Seas_Ar,C20802)","v":"Sum"},{"$f":"INDEX(WDWE_Ar,D20802)","v":"WE"},12,6,13,null,52.9,85.189470469522519,53.9559890185689,1.0079999936819E-2]
[{"$f":"INDEX(Seas_Ar,C20808)","v":"Sum"},{"$f":"INDEX(WDWE_Ar,D20808)","v":"WE"},12,6,19,null,76.180000000000007,82.778876804341166,77.1527743478823,10.0800001621246]
[{"$f":"INDEX(Seas_Ar,C20817)","v":"Sum"},{"$f":"INDEX(WDWE_Ar,D20817)","v":"WE"},12,7,4,null,53.39,79.621064078524057,64.785149310564904,46.559519364576303]
[{"$f":"INDEX(Seas_Ar,C20832)","v":"Sum"},{"$f":"INDEX(WDWE_Ar,D20832)","v":"WE"},12,7,19,null,63.5,109.66576787312952,72.187743064413098,52.8696016193866]
[{"$f":"INDEX(Seas_Ar,C20843)","v":"Sum"},{"$f":"INDEX(WDWE_Ar,D20843)","v":"WD"},12,1,6,null,95.43,103.47359600542644,53.726219472913698,281.67552699134802]
[{"$f":"INDEX(Seas_Ar,C20848)","v":"Sum"},{"$f":"INDEX(WDWE_Ar,D20848)","v":"WD"},12,1,11,null,101.69,106.4949600332144,81.408508915057098,59.482079264802898]
[{"$f":"INDEX(Seas_Ar,C20863)","v":"Sum"},{"$f":"INDEX(WDWE_Ar,D20863)","v":"WD"},12,2,2,null,97.60499999999999,70.34255261254296,57.842102269792498,42.2352022173881]
[{"$f":"INDEX(Seas_Ar,C20874)","v":"Sum"},{"$f":"INDEX(WDWE_Ar,D20874)","v":"WD"},12,2,13,null,74.64500000000001,96.306790580372422,69.810118155841707,10.0800001621246]
[{"$f":"INDEX(Seas_Ar,C20883)","v":"Sum"},{"$f":"INDEX(WDWE_Ar,D20883)","v":"WD"},12,2,22,null,97.419999999999987,129.07397077851152,73.206719723968405,58.161601704502097]
[{"$f":"INDEX(Seas_Ar,C20893)","v":"Sum"},{"$f":"INDEX(WDWE_Ar,D20893)","v":"WD"},12,3,8,null,88.93,141.09445131917334,69.310618149404405,71.830083308620402]
[{"$f":"INDEX(Seas_Ar,C20904)","v":"Sum"},{"$f":"INDEX(WDWE_Ar,D20904)","v":"WD"},12,3,19,null,76.474999999999994,115.06523778085382,69.910024254541398,10.0800001621246]
[{"$f":"INDEX(Seas_Ar,C20909)","v":"Sum"},{"$f":"INDEX(WDWE_Ar,D20909)","v":"WD"},12,3,24,null,65.67,131.93939343712336,56.713231188197099,10.0800001621246]
[{"$f":"INDEX(Seas_Ar,C20920)","v":"Sum"},{"$f":"INDEX(WDWE_Ar,D20920)","v":"WD"},1,2,11,null,59.67,118.10609447978881,74.595329132122899,10.0800001621246]
[{"$f":"INDEX(Seas_Ar,C20925)","v":"Sum"},{"$f":"INDEX(WDWE_Ar,D20925)","v":"WD"},1,2,16,null,82.97,116.41023208999815,70.229703953790704,10.0800001621246]
[{"$f":"INDEX(Seas_Ar,C20941)","v":"Sum"},{"$f":"INDEX(WDWE_Ar,D20941)","v":"WD"},1,3,8,null,59.944999999999993,115.56554967362732,43.116840403232501,10.0800001621246]
[{"$f":"INDEX(Seas_Ar,C20950)","v":"Sum"},{"$f":"INDEX(WDWE_Ar,D20950)","v":"WD"},1,3,17,null,62.51,105.41636556307937,37.7721918587064,10.0800001621246]
[{"$f":"INDEX(Seas_Ar,C20955)","v":"Sum"},{"$f":"INDEX(WDWE_Ar,D20955)","v":"WD"},1,3,22,null,104.52500000000001,78.321552668722788,44.435520115356397,43.757280549974404]
[{"$f":"INDEX(Seas_Ar,C20966)","v":"Sum"},{"$f":"INDEX(WDWE_Ar,D20966)","v":"WD"},1,4,9,null,60.59,58.88086197809573,23.546429998583701,10.0800001621246]
[{"$f":"INDEX(Seas_Ar,C20981)","v":"Sum"},{"$f":"INDEX(WDWE_Ar,D20981)","v":"WD"},1,4,24,null,80.655000000000001,98.126106554094221,35.674289545140198,10.0800001621246]
[{"$f":"INDEX(Seas_Ar,C20986)","v":"Sum"},{"$f":"INDEX(WDWE_Ar,D20986)","v":"WD"},1,5,5,null,68.83,70.381537954837,48.221731078763,43.928642552242302]
[{"$f":"INDEX(Seas_Ar,C20994)","v":"Sum"},{"$f":"INDEX(WDWE_Ar,D20994)","v":"WD"},1,5,13,null,70.844999999999999,73.506862895409071,60.459481236476897,33.374881152028998]
[{"$f":"INDEX(Seas_Ar,C21011)","v":"Sum"},{"$f":"INDEX(WDWE_Ar,D21011)","v":"WD"},12,1,6,null,50.115000000000002,74.315072337745121,14.655330265088001,177.287047773323]
[{"$f":"INDEX(Seas_Ar,C21016)","v":"Sum"},{"$f":"INDEX(WDWE_Ar,D21016)","v":"WD"},12,1,11,null,85.77,76.203928798328889,20.279699499177902,19.575360391750301]
[{"$f":"INDEX(Seas_Ar,C21027)","v":"Sum"},{"$f":"INDEX(WDWE_Ar,D21027)","v":"WD"},12,1,22,null,83.835000000000008,129.11597156041452,44.385570876889197,126.362882647628]
[{"$f":"INDEX(Seas_Ar,C21042)","v":"Sum"},{"$f":"INDEX(WDWE_Ar,D21042)","v":"WD"},12,2,13,null,96.375,93.269807074367662,28.121849981331799,10.0800001621246]
[{"$f":"INDEX(Seas_Ar,C21043)","v":"Sum"},{"$f":"INDEX(WDWE_Ar,D21043)","v":"WD"},12,2,14,null,95.004999999999995,101.66138275116501,28.121849981331799,10.0800001621246]
[{"$f":"INDEX(Seas_Ar,C21058)","v":"Sum"},{"$f":"INDEX(WDWE_Ar,D21058)","v":"WD"},12,3,5,null,36.234999999999999,81.070441144227857,39.890070818953497,60.651359129800703]
[{"$f":"INDEX(Seas_Ar,C21065)","v":"Sum"},{"$f":"INDEX(WDWE_Ar,D21065)","v":"WD"},12,3,12,null,83.61,109.48148911663924,44.775180272169102,10.0800001621246]
[{"$f":"INDEX(Seas_Ar,C21073)","v":"Sum"},{"$f":"INDEX(WDWE_Ar,D21073)","v":"WD"},12,3,20,null,83.81,98.040071957306935,60.4494891022538,40.027679720945301]
[{"$f":"INDEX(Seas_Ar,C21088)","v":"Sum"},{"$f":"INDEX(WDWE_Ar,D21088)","v":"WD"},12,4,11,null,166.67,100.15751614241996,71.348579090280495,13.073760479440599]
[{"$f":"INDEX(Seas_Ar,C21099)","v":"Sum"},{"$f":"INDEX(WDWE_Ar,D21099)","v":"WD"},12,4,22,null,43.27,166.70662131260568,71.348579090280495,39.936959565677597]
[{"$f":"INDEX(Seas_Ar,C21104)","v":"Sum"},{"$f":"INDEX(WDWE_Ar,D21104)","v":"WD"},12,5,3,null,1.4999999999999999E-2,101.05382064123201,47.1627896931981,10.0800001621246]
[{"$f":"INDEX(Seas_Ar,C21119)","v":"Sum"},{"$f":"INDEX(WDWE_Ar,D21119)","v":"WD"},12,5,18,null,42.015000000000001,103.9713218621974,60.749192154822303,10.0800001621246]
[{"$f":"INDEX(Seas_Ar,C21127)","v":"Sum"},{"$f":"INDEX(WDWE_Ar,D21127)","v":"WE"},12,6,2,null,31.04,1.4076191457853615,46.953000605106297,10.0800001621246]
[{"$f":"INDEX(Seas_Ar,C21134)","v":"Sum"},{"$f":"INDEX(WDWE_Ar,D21134)","v":"WE"},12,6,9,null,72.100000000000009,74.327103270615083,53.846102218294099,10.0800001621246]
[{"$f":"INDEX(Seas_Ar,C21149)","v":"Sum"},{"$f":"INDEX(WDWE_Ar,D21149)","v":"WE"},12,6,24,null,37.049999999999997,41.717259726587528,69.120813329758604,10.0800001621246]
[{"$f":"INDEX(Seas_Ar,C21160)","v":"Sum"},{"$f":"INDEX(WDWE_Ar,D21160)","v":"WE"},12,7,11,null,40.230000000000004,80.035780917411273,38.591371564393,8.5680001378059298]
[{"$f":"INDEX(Seas_Ar,C21165)","v":"Sum"},{"$f":"INDEX(WDWE_Ar,D21165)","v":"WE"},12,7,16,null,38.355000000000004,72.360045746376557,38.591371564393,10.0800001621246]
[{"$f":"INDEX(Seas_Ar,C21176)","v":"Sum"},{"$f":"INDEX(WDWE_Ar,D21176)","v":"WD"},12,1,3,null,50.174999999999997,47.159771240778092,56.7431999691009,18.285119678859701]
[{"$f":"INDEX(Seas_Ar,C21185)","v":"Sum"},{"$f":"INDEX(WDWE_Ar,D21185)","v":"WD"},12,1,12,null,44.92,106.68168341910778,79.020899494028001,10.0800001621246]
[{"$f":"INDEX(Seas_Ar,C21195)","v":"Sum"},{"$f":"INDEX(WDWE_Ar,D21195)","v":"WD"},12,1,22,null,65.039999999999992,80.813005289290459,92.966938759145705,35.83439980731]
[{"$f":"INDEX(Seas_Ar,C21206)","v":"Sum"},{"$f":"INDEX(WDWE_Ar,D21206)","v":"WD"},12,2,9,null,68.38,107.09419834813264,92.097813625874494,11.5012800311756]
[{"$f":"INDEX(Seas_Ar,C21211)","v":"Sum"},{"$f":"INDEX(WDWE_Ar,D21211)","v":"WD"},12,2,14,null,42.25,98.930394833398637,78.281641618595103,10.0800001621246]
[{"$f":"INDEX(Seas_Ar,C21226)","v":"Sum"},{"$f":"INDEX(WDWE_Ar,D21226)","v":"WD"},12,3,5,null,29.274999999999999,63.028289075041037,9.9900001287460292,90.760322382621695]
[{"$f":"INDEX(Seas_Ar,C21237)","v":"Sum"},{"$f":"INDEX(WDWE_Ar,D21237)","v":"WD"},12,3,16,null,42.870000000000005,89.030036536801873,63.5363992944717,16.279199877309701]
[{"$f":"INDEX(Seas_Ar,C21243)","v":"Sum"},{"$f":"INDEX(WDWE_Ar,D21243)","v":"WD"},12,3,22,null,62.5,96.781325122511021,63.5363992944717,55.752482280988701]
[{"$f":"INDEX(Seas_Ar,C21252)","v":"Sum"},{"$f":"INDEX(WDWE_Ar,D21252)","v":"WD"},12,4,7,null,54.495000000000005,114.03376400898642,22.087890894398601,1.0079999936819E-2]
[{"$f":"INDEX(Seas_Ar,C21267)","v":"Sum"},{"$f":"INDEX(WDWE_Ar,D21267)","v":"WD"},12,4,22,null,65.47,92.31019556920927,23.166810832085599,60.5102397427654]
[{"$f":"INDEX(Seas_Ar,C21272)","v":"Sum"},{"$f":"INDEX(WDWE_Ar,D21272)","v":"WD"},12,5,3,null,59.4,56.960327538417225,9.9900001287460292,73.543680260009694]
[{"$f":"INDEX(Seas_Ar,C21283)","v":"Sum"},{"$f":"INDEX(WDWE_Ar,D21283)","v":"WD"},12,5,14,null,74.17,104.33966317690209,17.522461140432299,1.0079999936819E-2]
[{"$f":"INDEX(Seas_Ar,C21298)","v":"Sum"},{"$f":"INDEX(WDWE_Ar,D21298)","v":"WE"},12,6,5,null,47.725000000000001,68.530705950904959,21.438539361677101,42.507358837976398]
[{"$f":"INDEX(Seas_Ar,C21299)","v":"Sum"},{"$f":"INDEX(WDWE_Ar,D21299)","v":"WE"},12,6,6,null,51.055,57.831931662647179,21.438539361677101,39.432959557571301]
[{"$f":"INDEX(Seas_Ar,C21309)","v":"Sum"},{"$f":"INDEX(WDWE_Ar,D21309)","v":"WE"},12,6,16,null,62.66,87.459818419868512,25.224750325083701,1.0079999936819E-2]
[{"$f":"INDEX(Seas_Ar,C21318)","v":"Sum"},{"$f":"INDEX(WDWE_Ar,D21318)","v":"WE"},12,7,1,null,67.034999999999997,67.066943299526415,56.053891332135201,60.3287994322299]
[{"$f":"INDEX(Seas_Ar,C21329)","v":"Sum"},{"$f":"INDEX(WDWE_Ar,D21329)","v":"WE"},12,7,12,null,59.994999999999997,14.258378917746537,10.139849749588899,9.9288005442142495]
[{"$f":"INDEX(Seas_Ar,C21344)","v":"Sum"},{"$f":"INDEX(WDWE_Ar,D21344)","v":"WD"},12,1,3,null,43.424999999999997,62.21935342933935,33.9060590650462,10.0800001621246]
[{"$f":"INDEX(Seas_Ar,C21349)","v":"Sum"},{"$f":"INDEX(WDWE_Ar,D21349)","v":"WD"},12,1,8,null,52.215000000000003,74.813668147678854,51.828121734981501,10.0800001621246]
[{"$f":"INDEX(Seas_Ar,C21360)","v":"Sum"},{"$f":"INDEX(WDWE_Ar,D21360)","v":"WD"},12,1,19,null,58.78,84.220002177929004,51.828121734981501,10.0800001621246]
[{"$f":"INDEX(Seas_Ar,C21376)","v":"Sum"},{"$f":"INDEX(WDWE_Ar,D21376)","v":"WD"},12,2,11,null,61,87.400818864472086,32.507461333551397,5.4835201458740199]
[{"$f":"INDEX(Seas_Ar,C21385)","v":"Sum"},{"$f":"INDEX(WDWE_Ar,D21385)","v":"WD"},12,2,20,null,59.594999999999999,85.38773442997072,44.8650904257631,10.0800001621246]
[{"$f":"INDEX(Seas_Ar,C21390)","v":"Sum"},{"$f":"INDEX(WDWE_Ar,D21390)","v":"WD"},12,3,1,null,59.155000000000001,84.757302293899116,30.7791898631429,39.695041715106903]
[{"$f":"INDEX(Seas_Ar,C21405)","v":"Sum"},{"$f":"INDEX(WDWE_Ar,D21405)","v":"WD"},12,3,16,null,56.010000000000005,80.25114532129642,41.248711446204197,10.0800001621246]
[{"$f":"INDEX(Seas_Ar,C21416)","v":"Sum"},{"$f":"INDEX(WDWE_Ar,D21416)","v":"WD"},12,4,3,null,47.055,67.420418551930069,34.915051212143901,279.15552695081698]
[{"$f":"INDEX(Seas_Ar,C21421)","v":"Sum"},{"$f":"INDEX(WDWE_Ar,D21421)","v":"WD"},12,4,8,null,53.480000000000004,76.626160538884719,43.086871622328701,46.3579224375057]
[{"$f":"INDEX(Seas_Ar,C21429)","v":"Sum"},{"$f":"INDEX(WDWE_Ar,D21429)","v":"WD"},12,4,16,null,54.34,77.85836880484284,48.391559251727998,28.778399693822799]
[{"$f":"INDEX(Seas_Ar,C21436)","v":"Sum"},{"$f":"INDEX(WDWE_Ar,D21436)","v":"WD"},12,4,23,null,48.135000000000005,68.967842885924,45.264691955266002,29.282399701928998]
[{"$f":"INDEX(Seas_Ar,C21451)","v":"Sum"},{"$f":"INDEX(WDWE_Ar,D21451)","v":"WD"},12,5,14,null,56.05,80.308457333666567,48.551399101352601,16.9948808885765]
[{"$f":"INDEX(Seas_Ar,C21462)","v":"Sum"},{"$f":"INDEX(WDWE_Ar,D21462)","v":"WE"},12,6,1,null,43.825000000000003,62.792473553040814,35.324641064987098,10.0800001621246]
[{"$f":"INDEX(Seas_Ar,C21467)","v":"Sum"},{"$f":"INDEX(WDWE_Ar,D21467)","v":"WE"},12,6,6,null,40.435000000000002,57.93528050467097,23.606369465832699,10.0800001621246]
[{"$f":"INDEX(Seas_Ar,C21482)","v":"Sum"},{"$f":"INDEX(WDWE_Ar,D21482)","v":"WE"},12,6,21,null,49.344999999999999,70.701531260120902,23.606369465832699,11.8540804213714]
[{"$f":"INDEX(Seas_Ar,C21493)","v":"Sum"},{"$f":"INDEX(WDWE_Ar,D21493)","v":"WE"},12,7,8,null,38.784999999999997,55.57115999440245,9.9900001287460292,10.0800001621246]
[{"$f":"INDEX(Seas_Ar,C21500)","v":"Sum"},{"$f":"INDEX(WDWE_Ar,D21500)","v":"WE"},12,7,15,null,49.564999999999998,71.016747328156697,9.9900001287460292,10.0800001621246]
[{"$f":"INDEX(Seas_Ar,C21508)","v":"Sum"},{"$f":"INDEX(WDWE_Ar,D21508)","v":"WE"},12,7,23,null,55.895000000000003,80.08637328573225,31.338631242270399,20.6740805632305]
[{"$f":"INDEX(Seas_Ar,C21523)","v":"Sum"},{"$f":"INDEX(WDWE_Ar,D21523)","v":"WD"},12,1,14,null,31.074999999999999,106.31124615673592,24.565410469021799,18.002880904788899]
[{"$f":"INDEX(Seas_Ar,C21528)","v":"Sum"},{"$f":"INDEX(WDWE_Ar,D21528)","v":"WD"},12,1,19,null,58.265000000000001,84.763129117385006,37.222738802919302,56.770560605468702]
[{"$f":"INDEX(Seas_Ar,C21539)","v":"Sum"},{"$f":"INDEX(WDWE_Ar,D21539)","v":"WD"},12,2,6,null,54.024999999999999,55.170824922580294,40.789172354893701,14.0515198030281]
[{"$f":"INDEX(Seas_Ar,C21554)","v":"Sum"},{"$f":"INDEX(WDWE_Ar,D21554)","v":"WD"},12,2,21,null,47.115000000000002,51.871710975560511,47.981969398884701,10.0800001621246]
[{"$f":"INDEX(Seas_Ar,C21558)","v":"Sum"},{"$f":"INDEX(WDWE_Ar,D21558)","v":"WD"},12,3,1,null,30.269999999999996,50.47561237833299,21.638340126428599,25.845119800453102]
[{"$f":"INDEX(Seas_Ar,C21569)","v":"Sum"},{"$f":"INDEX(WDWE_Ar,D21569)","v":"WD"},12,3,12,null,56.745000000000005,62.716405436167115,32.777191794333397,1.0079999936819E-2]
[{"$f":"INDEX(Seas_Ar,C21574)","v":"Sum"},{"$f":"INDEX(WDWE_Ar,D21574)","v":"WD"},12,3,17,null,51.245000000000005,55.395197911420432,43.596359952106397,12.0657604632282]
[{"$f":"INDEX(Seas_Ar,C21585)","v":"Sum"},{"$f":"INDEX(WDWE_Ar,D21585)","v":"WD"},12,4,4,null,20.045000000000002,44.841357325236224,9.9900001287460292,18.567360375537799]
[{"$f":"INDEX(Seas_Ar,C21600)","v":"Sum"},{"$f":"INDEX(WDWE_Ar,D21600)","v":"WD"},12,4,19,null,49.215000000000003,58.769102854720266,73.056868197684196,9.4550402674293501]
[{"$f":"INDEX(Seas_Ar,C21605)","v":"Sum"},{"$f":"INDEX(WDWE_Ar,D21605)","v":"WD"},12,4,24,null,37.055,52.445108613707525,72.497430629439293,9.4550402674293501]
[{"$f":"INDEX(Seas_Ar,C21620)","v":"Sum"},{"$f":"INDEX(WDWE_Ar,D21620)","v":"WD"},12,5,15,null,54.209999999999994,74.043086317245127,23.2966799953651,1.0079999936819E-2]
[{"$f":"INDEX(Seas_Ar,C21630)","v":"Sum"},{"$f":"INDEX(WDWE_Ar,D21630)","v":"WE"},12,6,1,null,26.625,65.14295775991971,9.9900001287460292,45.420482114810902]
[{"$f":"INDEX(Seas_Ar,C21641)","v":"Sum"},{"$f":"INDEX(WDWE_Ar,D21641)","v":"WE"},12,6,12,null,49.45,68.026566172050352,17.1128693821477,1.0079999936819E-2]
[{"$f":"INDEX(Seas_Ar,C21646)","v":"Sum"},{"$f":"INDEX(WDWE_Ar,D21646)","v":"WE"},12,6,17,null,45.115000000000002,55.395197911420432,28.071900742864599,21.672000348567899]
[{"$f":"INDEX(Seas_Ar,C21661)","v":"Sum"},{"$f":"INDEX(WDWE_Ar,D21661)","v":"WE"},12,7,8,null,44.024999999999999,53.658384775583826,29.770199621486601,10.0800001621246]
[{"$f":"INDEX(Seas_Ar,C21672)","v":"Sum"},{"$f":"INDEX(WDWE_Ar,D21672)","v":"WE"},12,7,19,null,46.484999999999999,74.608173844694363,40.649309151949801,59.159519567232103]
[{"$f":"INDEX(Seas_Ar,C21677)","v":"Sum"},{"$f":"INDEX(WDWE_Ar,D21677)","v":"WE"},12,7,24,null,43.019999999999996,59.691525142174164,33.946019980173098,59.159519567232103]
[{"$f":"INDEX(Seas_Ar,C21683)","v":"Sum"},{"$f":"INDEX(WDWE_Ar,D21683)","v":"WD"},12,1,6,null,31.594999999999999,49.609561849247712,12.8271603177452,24.0105600785636]
[{"$f":"INDEX(Seas_Ar,C21684)","v":"Sum"},{"$f":"INDEX(WDWE_Ar,D21684)","v":"WD"},12,1,7,null,50.775000000000006,47.839171308299989,55.993949959444898,10.0800001621246]
[{"$f":"INDEX(Seas_Ar,C21685)","v":"Sum"},{"$f":"INDEX(WDWE_Ar,D21685)","v":"WD"},12,1,8,null,53.96,69.95939639446857,55.993949959444898,10.0800001621246]
[{"$f":"INDEX(Seas_Ar,C21686)","v":"Sum"},{"$f":"INDEX(WDWE_Ar,D21686)","v":"WD"},12,1,9,null,57.480000000000004,79.390749639880966,55.993949959444898,10.0800001621246]
[{"$f":"INDEX(Seas_Ar,C21687)","v":"Sum"},{"$f":"INDEX(WDWE_Ar,D21687)","v":"WD"},12,1,10,null,60.795000000000002,62.864958663107174,46.093859984292898,10.0800001621246]
[{"$f":"INDEX(Seas_Ar,C21688)","v":"Sum"},{"$f":"INDEX(WDWE_Ar,D21688)","v":"WD"},12,1,11,null,60.56,60.849932338319412,47.592360003604803,10.0800001621246]
[{"$f":"INDEX(Seas_Ar,C21689)","v":"Sum"},{"$f":"INDEX(WDWE_Ar,D21689)","v":"WD"},12,1,12,null,60.965000000000003,47.794106821803148,55.993949959444898,9.9288005442142495]
[{"$f":"INDEX(Seas_Ar,C21690)","v":"Sum"},{"$f":"INDEX(WDWE_Ar,D21690)","v":"WD"},12,1,13,null,61.75,33.611669142865594,55.993949959444898,10.0800001621246]
[{"$f":"INDEX(Seas_Ar,C21691)","v":"Sum"},{"$f":"INDEX(WDWE_Ar,D21691)","v":"WD"},12,1,14,null,60.365000000000002,40.010826225418441,55.993949959444898,1.0079999936819E-2]
[{"$f":"INDEX(Seas_Ar,C21692)","v":"Sum"},{"$f":"INDEX(WDWE_Ar,D21692)","v":"WD"},12,1,15,null,60.94,47.588097740674669,55.993949959444898,10.0800001621246]
[{"$f":"INDEX(Seas_Ar,C21693)","v":"Sum"},{"$f":"INDEX(WDWE_Ar,D21693)","v":"WD"},12,1,16,null,63.275000000000006,48.528014173323285,55.993949959444898,10.0800001621246]
[{"$f":"INDEX(Seas_Ar,C21694)","v":"Sum"},{"$f":"INDEX(WDWE_Ar,D21694)","v":"WD"},12,1,17,null,112.94999999999999,70.809183854123489,58.681262433042498,10.0800001621246]
[{"$f":"INDEX(Seas_Ar,C21695)","v":"Sum"},{"$f":"INDEX(WDWE_Ar,D21695)","v":"WD"},12,1,18,null,121.905,77.955123855766999,69.840094558510799,10.0800001621246]
[{"$f":"INDEX(Seas_Ar,C21696)","v":"Sum"},{"$f":"INDEX(WDWE_Ar,D21696)","v":"WD"},12,1,19,null,119.25,75.01949444968642,58.681262433042498,10.0800001621246]
[{"$f":"INDEX(Seas_Ar,C21697)","v":"Sum"},{"$f":"INDEX(WDWE_Ar,D21697)","v":"WD"},12,1,20,null,130.05000000000001,60.701863311258322,58.681262433042498,10.0800001621246]
[{"$f":"INDEX(Seas_Ar,C21698)","v":"Sum"},{"$f":"INDEX(WDWE_Ar,D21698)","v":"WD"},12,1,21,null,124.23,59.955080392167645,58.681262433042498,10.0800001621246]
[{"$f":"INDEX(Seas_Ar,C21699)","v":"Sum"},{"$f":"INDEX(WDWE_Ar,D21699)","v":"WD"},12,1,22,null,151.06,62.452940500850247,58.681262433042498,10.0800001621246]
[{"$f":"INDEX(Seas_Ar,C21700)","v":"Sum"},{"$f":"INDEX(WDWE_Ar,D21700)","v":"WD"},12,1,23,null,122.53999999999999,53.858499147522231,58.681262433042498,10.0800001621246]
[{"$f":"INDEX(Seas_Ar,C21701)","v":"Sum"},{"$f":"INDEX(WDWE_Ar,D21701)","v":"WD"},12,1,24,null,99.07,53.317725309560018,16.683300977182299,10.0800001621246]
[{"$f":"INDEX(Seas_Ar,C21702)","v":"Sum"},{"$f":"INDEX(WDWE_Ar,D21702)","v":"WD"},12,2,1,null,81.64500000000001,24.392762762366932,10.6593302135896,10.0800001621246]
[{"$f":"INDEX(Seas_Ar,C21703)","v":"Sum"},{"$f":"INDEX(WDWE_Ar,D21703)","v":"WD"},12,2,2,null,72.430000000000007,57.180395580718674,9.9900001287460292,10.0800001621246]
[{"$f":"INDEX(Seas_Ar,C21704)","v":"Sum"},{"$f":"INDEX(WDWE_Ar,D21704)","v":"WD"},12,2,3,null,66.954999999999998,51.849910606519728,9.9900001287460292,10.0800001621246]
[{"$f":"INDEX(Seas_Ar,C21705)","v":"Sum"},{"$f":"INDEX(WDWE_Ar,D21705)","v":"WD"},12,2,4,null,66.919999999999987,68.710466340127283,9.9900001287460292,10.0800001621246]
[{"$f":"INDEX(Seas_Ar,C21706)","v":"Sum"},{"$f":"INDEX(WDWE_Ar,D21706)","v":"WD"},12,2,5,null,56.2,70.255534448590737,9.9900001287460292,10.0800001621246]
[{"$f":"INDEX(Seas_Ar,C21707)","v":"Sum"},{"$f":"INDEX(WDWE_Ar,D21707)","v":"WD"},12,2,6,null,59.68,69.560253799782174,9.9900001287460292,10.0800001621246]
[{"$f":"INDEX(Seas_Ar,C21708)","v":"Sum"},{"$f":"INDEX(WDWE_Ar,D21708)","v":"WD"},12,2,7,null,73.349999999999994,79.442251910163094,9.9900001287460292,10.0800001621246]
[{"$f":"INDEX(Seas_Ar,C21709)","v":"Sum"},{"$f":"INDEX(WDWE_Ar,D21709)","v":"WD"},12,2,8,null,71.84,84.553852235663044,10.6593302135896,10.0800001621246]
[{"$f":"INDEX(Seas_Ar,C21710)","v":"Sum"},{"$f":"INDEX(WDWE_Ar,D21710)","v":"WD"},12,2,9,null,79.525000000000006,80.865002126706528,9.9900001287460292,10.0800001621246]
[{"$f":"INDEX(Seas_Ar,C21711)","v":"Sum"},{"$f":"INDEX(WDWE_Ar,D21711)","v":"WD"},12,2,10,null,123.33,74.111766935964141,11.748240380058199,10.0800001621246]
[{"$f":"INDEX(Seas_Ar,C21712)","v":"Sum"},{"$f":"INDEX(WDWE_Ar,D21712)","v":"WD"},12,2,11,null,126.34,70.35853898915498,9.9900001287460292,10.0800001621246]
[{"$f":"INDEX(Seas_Ar,C21713)","v":"Sum"},{"$f":"INDEX(WDWE_Ar,D21713)","v":"WD"},12,2,12,null,122.42,67.822052177760781,9.9900001287460292,10.0800001621246]
[{"$f":"INDEX(Seas_Ar,C21714)","v":"Sum"},{"$f":"INDEX(WDWE_Ar,D21714)","v":"WD"},12,2,13,null,85.55,66.521619853137366,9.9900001287460292,10.0800001621246]
[{"$f":"INDEX(Seas_Ar,C21715)","v":"Sum"},{"$f":"INDEX(WDWE_Ar,D21715)","v":"WD"},12,2,14,null,61.78,64.667538122981213,9.9900001287460292,10.0800001621246]
[{"$f":"INDEX(Seas_Ar,C21716)","v":"Sum"},{"$f":"INDEX(WDWE_Ar,D21716)","v":"WD"},12,2,15,null,61.9,59.877826986744473,9.9900001287460292,10.0800001621246]
[{"$f":"INDEX(Seas_Ar,C21717)","v":"Sum"},{"$f":"INDEX(WDWE_Ar,D21717)","v":"WD"},12,2,16,null,77.05,51.463643579403865,9.9900001287460292,10.0800001621246]
[{"$f":"INDEX(Seas_Ar,C21718)","v":"Sum"},{"$f":"INDEX(WDWE_Ar,D21718)","v":"WD"},12,2,17,null,70.984999999999999,55.171807039716171,10.139849749588899,10.0800001621246]
[{"$f":"INDEX(Seas_Ar,C21719)","v":"Sum"},{"$f":"INDEX(WDWE_Ar,D21719)","v":"WD"},12,2,18,null,112.55500000000001,63.875690717393688,12.377610502495701,10.0800001621246]
[{"$f":"INDEX(Seas_Ar,C21720)","v":"Sum"},{"$f":"INDEX(WDWE_Ar,D21720)","v":"WD"},12,2,19,null,88.82,61.783410987182748,12.377610502495701,10.0800001621246]
[{"$f":"INDEX(Seas_Ar,C21721)","v":"Sum"},{"$f":"INDEX(WDWE_Ar,D21721)","v":"WD"},12,2,20,null,67.37,59.311302013641203,56.223719505100199,10.0800001621246]
[{"$f":"INDEX(Seas_Ar,C21722)","v":"Sum"},{"$f":"INDEX(WDWE_Ar,D21722)","v":"WD"},12,2,21,null,92.004999999999995,60.66323660854674,12.9770099385881,10.0800001621246]
[{"$f":"INDEX(Seas_Ar,C21723)","v":"Sum"},{"$f":"INDEX(WDWE_Ar,D21723)","v":"WD"},12,2,22,null,70.12,61.802724338538539,53.6063405384159,10.0800001621246]
[{"$f":"INDEX(Seas_Ar,C21724)","v":"Sum"},{"$f":"INDEX(WDWE_Ar,D21724)","v":"WD"},12,2,23,null,59.415000000000006,59.382117635279123,12.9770099385881,10.0800001621246]
[{"$f":"INDEX(Seas_Ar,C21725)","v":"Sum"},{"$f":"INDEX(WDWE_Ar,D21725)","v":"WD"},12,2,24,null,54.63,57.347777959135556,12.9770099385881,10.0800001621246]
[{"$f":"INDEX(Seas_Ar,C21726)","v":"Sum"},{"$f":"INDEX(WDWE_Ar,D21726)","v":"WD"},12,3,1,null,55.454999999999998,38.974343035990863,13.1867999794006,10.0800001621246]
[{"$f":"INDEX(Seas_Ar,C21727)","v":"Sum"},{"$f":"INDEX(WDWE_Ar,D21727)","v":"WD"},12,3,2,null,55.335000000000001,28.474317682224584,13.1867999794006,10.0800001621246]
[{"$f":"INDEX(Seas_Ar,C21728)","v":"Sum"},{"$f":"INDEX(WDWE_Ar,D21728)","v":"WD"},12,3,3,null,52.935000000000002,15.251109787291437,13.1867999794006,10.0800001621246]
[{"$f":"INDEX(Seas_Ar,C21729)","v":"Sum"},{"$f":"INDEX(WDWE_Ar,D21729)","v":"WD"},12,3,4,null,52.394999999999996,15.206045300794587,11.1788097248697,10.0800001621246]
[{"$f":"INDEX(Seas_Ar,C21730)","v":"Sum"},{"$f":"INDEX(WDWE_Ar,D21730)","v":"WD"},12,3,5,null,56.484999999999999,21.289750977869474,13.1867999794006,10.0800001621246]
[{"$f":"INDEX(Seas_Ar,C21731)","v":"Sum"},{"$f":"INDEX(WDWE_Ar,D21731)","v":"WD"},12,3,6,null,59.599999999999994,39.251167738757239,13.1867999794006,10.0800001621246]
[{"$f":"INDEX(Seas_Ar,C21732)","v":"Sum"},{"$f":"INDEX(WDWE_Ar,D21732)","v":"WD"},12,3,7,null,57.11,60.276969581430869,13.1867999794006,10.0800001621246]
[{"$f":"INDEX(Seas_Ar,C21733)","v":"Sum"},{"$f":"INDEX(WDWE_Ar,D21733)","v":"WD"},12,3,8,null,5.63,63.946506339031608,13.1867999794006,10.0800001621246]
[{"$f":"INDEX(Seas_Ar,C21734)","v":"Sum"},{"$f":"INDEX(WDWE_Ar,D21734)","v":"WD"},12,3,9,null,7.8800000000000008,76.48087136894145,13.1867999794006,10.0800001621246]
[{"$f":"INDEX(Seas_Ar,C21735)","v":"Sum"},{"$f":"INDEX(WDWE_Ar,D21735)","v":"WD"},12,3,10,null,43.81,77.871432666558562,13.1867999794006,10.0800001621246]
[{"$f":"INDEX(Seas_Ar,C21736)","v":"Sum"},{"$f":"INDEX(WDWE_Ar,D21736)","v":"WD"},12,3,11,null,58.354999999999997,75.598894990360222,13.836150559401499,10.0800001621246]
[{"$f":"INDEX(Seas_Ar,C21737)","v":"Sum"},{"$f":"INDEX(WDWE_Ar,D21737)","v":"WD"},12,3,12,null,52.89,73.062408178966038,15.5144699331808,10.0800001621246]
[{"$f":"INDEX(Seas_Ar,C21738)","v":"Sum"},{"$f":"INDEX(WDWE_Ar,D21738)","v":"WD"},12,3,13,null,26.23,76.249111152671929,13.1867999794006,8.5680001378059298]
[{"$f":"INDEX(Seas_Ar,C21739)","v":"Sum"},{"$f":"INDEX(WDWE_Ar,D21739)","v":"WD"},12,3,14,null,13.344999999999999,78.045252828760695,13.1867999794006,10.0800001621246]
[{"$f":"INDEX(Seas_Ar,C21740)","v":"Sum"},{"$f":"INDEX(WDWE_Ar,D21740)","v":"WD"},12,3,15,null,10.199999999999999,75.592457206574963,17.142840068492799,10.0800001621246]
[{"$f":"INDEX(Seas_Ar,C21741)","v":"Sum"},{"$f":"INDEX(WDWE_Ar,D21741)","v":"WD"},12,3,16,null,8.5,74.626789638785297,17.142840068492799,10.0800001621246]
[{"$f":"INDEX(Seas_Ar,C21742)","v":"Sum"},{"$f":"INDEX(WDWE_Ar,D21742)","v":"WD"},12,3,17,null,10.504999999999999,65.98084601517516,17.142840068492799,10.0800001621246]
[{"$f":"INDEX(Seas_Ar,C21743)","v":"Sum"},{"$f":"INDEX(WDWE_Ar,D21743)","v":"WD"},12,3,18,null,4.42,62.536631690058691,17.142840068492799,10.0800001621246]
[{"$f":"INDEX(Seas_Ar,C21744)","v":"Sum"},{"$f":"INDEX(WDWE_Ar,D21744)","v":"WD"},12,3,19,null,17.04,59.980831527308709,17.982000231742798,10.0800001621246]
[{"$f":"INDEX(Seas_Ar,C21745)","v":"Sum"},{"$f":"INDEX(WDWE_Ar,D21745)","v":"WD"},12,3,20,null,14.079999999999998,58.390698932348393,17.982000231742798,10.0800001621246]
[{"$f":"INDEX(Seas_Ar,C21746)","v":"Sum"},{"$f":"INDEX(WDWE_Ar,D21746)","v":"WD"},12,3,21,null,11.19,58.918597202740081,57.012930429882999,10.0800001621246]
[{"$f":"INDEX(Seas_Ar,C21747)","v":"Sum"},{"$f":"INDEX(WDWE_Ar,D21747)","v":"WD"},12,3,22,null,50.945,60.721176662614113,46.453500598669002,10.0800001621246]
[{"$f":"INDEX(Seas_Ar,C21748)","v":"Sum"},{"$f":"INDEX(WDWE_Ar,D21748)","v":"WD"},12,3,23,null,25.324999999999999,65.433634393427681,17.982000231742798,10.0800001621246]
[{"$f":"INDEX(Seas_Ar,C21749)","v":"Sum"},{"$f":"INDEX(WDWE_Ar,D21749)","v":"WD"},12,3,24,null,0.79500000000000004,45.051610929280493,13.836150559401499,10.0800001621246]
[{"$f":"INDEX(Seas_Ar,C21750)","v":"Sum"},{"$f":"INDEX(WDWE_Ar,D21750)","v":"WD"},12,4,1,null,0.52,30.888486601698744,33.646320738487198,10.0800001621246]
[{"$f":"INDEX(Seas_Ar,C21751)","v":"Sum"},{"$f":"INDEX(WDWE_Ar,D21751)","v":"WD"},12,4,2,null,0.48499999999999999,29.156722763462611,33.646320738487198,10.0800001621246]
[{"$f":"INDEX(Seas_Ar,C21752)","v":"Sum"},{"$f":"INDEX(WDWE_Ar,D21752)","v":"WD"},12,4,3,null,13.25,25.821950762695636,27.122849968457199,10.0800001621246]
[{"$f":"INDEX(Seas_Ar,C21753)","v":"Sum"},{"$f":"INDEX(WDWE_Ar,D21753)","v":"WD"},12,4,4,null,0.04,25.809075195125107,33.646320738487198,10.0800001621246]
[{"$f":"INDEX(Seas_Ar,C21754)","v":"Sum"},{"$f":"INDEX(WDWE_Ar,D21754)","v":"WD"},12,4,5,null,0.01,25.828388546480898,33.646320738487198,10.0800001621246]
[{"$f":"INDEX(Seas_Ar,C21755)","v":"Sum"},{"$f":"INDEX(WDWE_Ar,D21755)","v":"WD"},12,4,6,null,0.01,59.60744006776337,33.646320738487198,10.0800001621246]
[{"$f":"INDEX(Seas_Ar,C21756)","v":"Sum"},{"$f":"INDEX(WDWE_Ar,D21756)","v":"WD"},12,4,7,null,1.4999999999999999E-2,61.590277473624816,39.590371577267597,10.0800001621246]
[{"$f":"INDEX(Seas_Ar,C21757)","v":"Sum"},{"$f":"INDEX(WDWE_Ar,D21757)","v":"WD"},12,4,8,null,0.02,72.804896827555453,55.054891319260598,10.0800001621246]
[{"$f":"INDEX(Seas_Ar,C21758)","v":"Sum"},{"$f":"INDEX(WDWE_Ar,D21758)","v":"WD"},12,4,9,null,0.02,73.152537151959734,55.054891319260598,10.0800001621246]
[{"$f":"INDEX(Seas_Ar,C21759)","v":"Sum"},{"$f":"INDEX(WDWE_Ar,D21759)","v":"WD"},12,4,10,null,0.02,70.648239259491874,46.853102128171898,10.0800001621246]
[{"$f":"INDEX(Seas_Ar,C21760)","v":"Sum"},{"$f":"INDEX(WDWE_Ar,D21760)","v":"WD"},12,4,11,null,1.4999999999999999E-2,66.643937745057386,46.853102128171898,10.0800001621246]
[{"$f":"INDEX(Seas_Ar,C21761)","v":"Sum"},{"$f":"INDEX(WDWE_Ar,D21761)","v":"WD"},12,4,12,null,0.01,63.560239311915737,39.820141122922898,10.0800001621246]
[{"$f":"INDEX(Seas_Ar,C21762)","v":"Sum"},{"$f":"INDEX(WDWE_Ar,D21762)","v":"WD"},12,4,13,null,0.01,61.036628068092078,35.264699692296901,10.0800001621246]
[{"$f":"INDEX(Seas_Ar,C21763)","v":"Sum"},{"$f":"INDEX(WDWE_Ar,D21763)","v":"WD"},12,4,14,null,1.4999999999999999E-2,64.274833312080091,25.884090181145599,10.0800001621246]
[{"$f":"INDEX(Seas_Ar,C21764)","v":"Sum"},{"$f":"INDEX(WDWE_Ar,D21764)","v":"WD"},12,4,15,null,0.01,61.892853311532242,46.853102128171898,10.0800001621246]
[{"$f":"INDEX(Seas_Ar,C21765)","v":"Sum"},{"$f":"INDEX(WDWE_Ar,D21765)","v":"WD"},12,4,16,null,0.01,61.995857852096471,39.820141122922898,10.0800001621246]
[{"$f":"INDEX(Seas_Ar,C21766)","v":"Sum"},{"$f":"INDEX(WDWE_Ar,D21766)","v":"WD"},12,4,17,null,0.01,62.266244771077581,46.853102128171898,10.0800001621246]
[{"$f":"INDEX(Seas_Ar,C21767)","v":"Sum"},{"$f":"INDEX(WDWE_Ar,D21767)","v":"WD"},12,4,18,null,3.4999999999999996E-2,62.375687095427068,46.853102128171898,10.0800001621246]
[{"$f":"INDEX(Seas_Ar,C21768)","v":"Sum"},{"$f":"INDEX(WDWE_Ar,D21768)","v":"WD"},12,4,19,null,11.299999999999999,63.367105798357805,46.853102128171898,10.0800001621246]
[{"$f":"INDEX(Seas_Ar,C21769)","v":"Sum"},{"$f":"INDEX(WDWE_Ar,D21769)","v":"WD"},12,4,20,null,7.6899999999999995,72.86283688162284,46.853102128171898,10.0800001621246]
[{"$f":"INDEX(Seas_Ar,C21770)","v":"Sum"},{"$f":"INDEX(WDWE_Ar,D21770)","v":"WD"},12,4,21,null,0.02,74.111766935964141,46.853102128171898,10.0800001621246]
[{"$f":"INDEX(Seas_Ar,C21771)","v":"Sum"},{"$f":"INDEX(WDWE_Ar,D21771)","v":"WD"},12,4,22,null,8.6349999999999998,68.143941367023999,46.853102128171898,10.0800001621246]
[{"$f":"INDEX(Seas_Ar,C21772)","v":"Sum"},{"$f":"INDEX(WDWE_Ar,D21772)","v":"WD"},12,4,23,null,11.04,62.066673473734383,46.853102128171898,10.0800001621246]
[{"$f":"INDEX(Seas_Ar,C21773)","v":"Sum"},{"$f":"INDEX(WDWE_Ar,D21773)","v":"WD"},12,4,24,null,0.01,47.710415632594703,46.853102128171898,10.0800001621246]
[{"$f":"INDEX(Seas_Ar,C21774)","v":"Sum"},{"$f":"INDEX(WDWE_Ar,D21774)","v":"WD"},12,5,1,null,0.02,31.937845358696844,28.611359758987401,10.0800001621246]
[{"$f":"INDEX(Seas_Ar,C21775)","v":"Sum"},{"$f":"INDEX(WDWE_Ar,D21775)","v":"WD"},12,5,2,null,1.4999999999999999E-2,17.575149733771898,27.2726995893001,10.0800001621246]
[{"$f":"INDEX(Seas_Ar,C21776)","v":"Sum"},{"$f":"INDEX(WDWE_Ar,D21776)","v":"WD"},12,5,3,null,0.01,16.854117949822282,28.611359758987401,10.0800001621246]
[{"$f":"INDEX(Seas_Ar,C21777)","v":"Sum"},{"$f":"INDEX(WDWE_Ar,D21777)","v":"WD"},12,5,4,null,0.01,14.61376919255026,28.611359758987401,10.0800001621246]
[{"$f":"INDEX(Seas_Ar,C21778)","v":"Sum"},{"$f":"INDEX(WDWE_Ar,D21778)","v":"WD"},12,5,5,null,1.4999999999999999E-2,22.22322962673282,28.611359758987401,10.0800001621246]
[{"$f":"INDEX(Seas_Ar,C21779)","v":"Sum"},{"$f":"INDEX(WDWE_Ar,D21779)","v":"WD"},12,5,6,null,0.02,30.032261358258573,28.611359758987401,10.0800001621246]
[{"$f":"INDEX(Seas_Ar,C21780)","v":"Sum"},{"$f":"INDEX(WDWE_Ar,D21780)","v":"WD"},12,5,7,null,0.02,69.013042178034695,61.168770331006002,10.0800001621246]
[{"$f":"INDEX(Seas_Ar,C21781)","v":"Sum"},{"$f":"INDEX(WDWE_Ar,D21781)","v":"WD"},12,5,8,null,2.7,74.021637962970431,71.358571224503507,10.0800001621246]
[{"$f":"INDEX(Seas_Ar,C21782)","v":"Sum"},{"$f":"INDEX(WDWE_Ar,D21782)","v":"WD"},12,5,9,null,2.21,81.598909478226673,71.358571224503507,10.0800001621246]
[{"$f":"INDEX(Seas_Ar,C21783)","v":"Sum"},{"$f":"INDEX(WDWE_Ar,D21783)","v":"WD"},12,5,10,null,5.7750000000000004,83.884322721995545,71.358571224503507,10.0800001621246]
[{"$f":"INDEX(Seas_Ar,C21784)","v":"Sum"},{"$f":"INDEX(WDWE_Ar,D21784)","v":"WD"},12,5,11,null,5.8599999999999994,73.377859584443996,60.649289867005301,10.0800001621246]
[{"$f":"INDEX(Seas_Ar,C21785)","v":"Sum"},{"$f":"INDEX(WDWE_Ar,D21785)","v":"WD"},12,5,12,null,0.26,66.418615312573138,71.358571224503507,10.0800001621246]
[{"$f":"INDEX(Seas_Ar,C21786)","v":"Sum"},{"$f":"INDEX(WDWE_Ar,D21786)","v":"WD"},12,5,13,null,2.96,69.965834178253843,61.388551553320802,10.0800001621246]
[{"$f":"INDEX(Seas_Ar,C21787)","v":"Sum"},{"$f":"INDEX(WDWE_Ar,D21787)","v":"WD"},12,5,14,null,0.34500000000000003,70.101027637744394,61.388551553320802,10.0800001621246]
[{"$f":"INDEX(Seas_Ar,C21788)","v":"Sum"},{"$f":"INDEX(WDWE_Ar,D21788)","v":"WD"},12,5,15,null,0.44,69.798451799836954,67.092844523105597,10.0800001621246]
[{"$f":"INDEX(Seas_Ar,C21789)","v":"Sum"},{"$f":"INDEX(WDWE_Ar,D21789)","v":"WD"},12,5,16,null,8.5000000000000006E-2,69.489438178144269,71.358571224503507,10.0800001621246]
[{"$f":"INDEX(Seas_Ar,C21790)","v":"Sum"},{"$f":"INDEX(WDWE_Ar,D21790)","v":"WD"},12,5,17,null,7.0000000000000007E-2,65.349943204219244,72.217711845316899,13.940640147313999]
[{"$f":"INDEX(Seas_Ar,C21791)","v":"Sum"},{"$f":"INDEX(WDWE_Ar,D21791)","v":"WD"},12,5,18,null,2.7,65.369256555575035,72.217711845316899,13.940640147313999]
[{"$f":"INDEX(Seas_Ar,C21792)","v":"Sum"},{"$f":"INDEX(WDWE_Ar,D21792)","v":"WD"},12,5,19,null,0.03,64.892860555465461,72.217711845316899,13.940640147313999]
[{"$f":"INDEX(Seas_Ar,C21793)","v":"Sum"},{"$f":"INDEX(WDWE_Ar,D21793)","v":"WD"},12,5,20,null,0.03,63.302727960505166,72.217711845316899,13.940640147313999]
[{"$f":"INDEX(Seas_Ar,C21794)","v":"Sum"},{"$f":"INDEX(WDWE_Ar,D21794)","v":"WD"},12,5,21,null,0.01,49.326299362696076,72.217711845316899,30.653280339212401]
[{"$f":"INDEX(Seas_Ar,C21795)","v":"Sum"},{"$f":"INDEX(WDWE_Ar,D21795)","v":"WD"},12,5,22,null,0.01,59.54950001369599,72.497430629439293,33.7579222348499]
[{"$f":"INDEX(Seas_Ar,C21796)","v":"Sum"},{"$f":"INDEX(WDWE_Ar,D21796)","v":"WD"},12,5,23,null,1.4999999999999999E-2,61.989420068311205,71.358571224503507,21.117601108694]
[{"$f":"INDEX(Seas_Ar,C21797)","v":"Sum"},{"$f":"INDEX(WDWE_Ar,D21797)","v":"WD"},12,5,24,null,0.02,44.208261253410853,28.611359758987401,13.940640147313999]
[{"$f":"INDEX(Seas_Ar,C21798)","v":"Sum"},{"$f":"INDEX(WDWE_Ar,D21798)","v":"WD"},1,1,1,null,0.01,34.2811986565331,20.729250267148,41.660642515764202]
[{"$f":"INDEX(Seas_Ar,C21799)","v":"Sum"},{"$f":"INDEX(WDWE_Ar,D21799)","v":"WD"},1,1,2,null,0.01,22.023658329389622,10.139849749588899,41.660642515764202]
[{"$f":"INDEX(Seas_Ar,C21800)","v":"Sum"},{"$f":"INDEX(WDWE_Ar,D21800)","v":"WD"},1,1,3,null,0.01,13.757543949110088,9.9900001287460292,41.660642515764202]
[{"$f":"INDEX(Seas_Ar,C21801)","v":"Sum"},{"$f":"INDEX(WDWE_Ar,D21801)","v":"WD"},1,1,4,null,0.01,14.523640219556558,9.9900001287460292,41.660642515764202]
[{"$f":"INDEX(Seas_Ar,C21802)","v":"Sum"},{"$f":"INDEX(WDWE_Ar,D21802)","v":"WD"},1,1,5,null,0.01,17.43351849049608,9.9900001287460292,41.660642515764202]
[{"$f":"INDEX(Seas_Ar,C21803)","v":"Sum"},{"$f":"INDEX(WDWE_Ar,D21803)","v":"WD"},1,1,6,null,2.5000000000000001E-2,27.180323141386427,10.139849749588899,41.660642515764202]
[{"$f":"INDEX(Seas_Ar,C21804)","v":"Sum"},{"$f":"INDEX(WDWE_Ar,D21804)","v":"WD"},1,1,7,null,1.4999999999999999E-2,45.128864334703664,9.9900001287460292,10.0800001621246]
[{"$f":"INDEX(Seas_Ar,C21805)","v":"Sum"},{"$f":"INDEX(WDWE_Ar,D21805)","v":"WD"},1,1,8,null,0.02,68.478706123857762,9.9900001287460292,10.0800001621246]
[{"$f":"INDEX(Seas_Ar,C21806)","v":"Sum"},{"$f":"INDEX(WDWE_Ar,D21806)","v":"WD"},1,1,9,null,0.02,70.294161151302333,10.229759903182901,10.0800001621246]
[{"$f":"INDEX(Seas_Ar,C21807)","v":"Sum"},{"$f":"INDEX(WDWE_Ar,D21807)","v":"WD"},1,1,10,null,0.02,66.489430934211043,10.229759903182901,10.0800001621246]
[{"$f":"INDEX(Seas_Ar,C21808)","v":"Sum"},{"$f":"INDEX(WDWE_Ar,D21808)","v":"WD"},1,1,11,null,2.2349999999999999,58.847781581102169,12.0279601169013,10.0800001621246]
[{"$f":"INDEX(Seas_Ar,C21809)","v":"Sum"},{"$f":"INDEX(WDWE_Ar,D21809)","v":"WD"},1,1,12,null,14.035,63.669681636265231,9.9900001287460292,10.0800001621246]
[{"$f":"INDEX(Seas_Ar,C21810)","v":"Sum"},{"$f":"INDEX(WDWE_Ar,D21810)","v":"WD"},1,1,13,null,31.324999999999999,64.094575366092684,9.9900001287460292,10.0800001621246]
[{"$f":"INDEX(Seas_Ar,C21811)","v":"Sum"},{"$f":"INDEX(WDWE_Ar,D21811)","v":"WD"},1,1,14,null,5.5500000000000007,63.708308338976813,9.9900001287460292,10.0800001621246]
[{"$f":"INDEX(Seas_Ar,C21812)","v":"Sum"},{"$f":"INDEX(WDWE_Ar,D21812)","v":"WD"},1,1,15,null,13.145,63.727621690332612,9.9900001287460292,10.0800001621246]
[{"$f":"INDEX(Seas_Ar,C21813)","v":"Sum"},{"$f":"INDEX(WDWE_Ar,D21813)","v":"WD"},1,1,16,null,47.504999999999995,63.753372825473669,9.9900001287460292,10.755360249891201]
[{"$f":"INDEX(Seas_Ar,C21814)","v":"Sum"},{"$f":"INDEX(WDWE_Ar,D21814)","v":"WD"},1,1,17,null,56.06,58.088123094440967,9.9900001287460292,63.131042092046698]
[{"$f":"INDEX(Seas_Ar,C21815)","v":"Sum"},{"$f":"INDEX(WDWE_Ar,D21815)","v":"WD"},1,1,18,null,56.760000000000005,54.9142956883056,10.139849749588899,63.131042092046698]
[{"$f":"INDEX(Seas_Ar,C21816)","v":"Sum"},{"$f":"INDEX(WDWE_Ar,D21816)","v":"WD"},1,1,19,null,60.655000000000001,51.933601795728173,10.139849749588899,63.131042092046698]
[{"$f":"INDEX(Seas_Ar,C21817)","v":"Sum"},{"$f":"INDEX(WDWE_Ar,D21817)","v":"WD"},1,1,20,null,59.1,51.837035038949203,9.9900001287460292,63.131042092046698]
[{"$f":"INDEX(Seas_Ar,C21818)","v":"Sum"},{"$f":"INDEX(WDWE_Ar,D21818)","v":"WD"},1,1,21,null,60.12,61.171821527582622,13.6862999858379,63.131042092046698]
[{"$f":"INDEX(Seas_Ar,C21819)","v":"Sum"},{"$f":"INDEX(WDWE_Ar,D21819)","v":"WD"},1,1,22,null,68.490000000000009,62.073111257519649,13.6862999858379,63.131042092046698]
[{"$f":"INDEX(Seas_Ar,C21820)","v":"Sum"},{"$f":"INDEX(WDWE_Ar,D21820)","v":"WD"},1,1,23,null,59.094999999999999,60.025896013805564,10.139849749588899,63.131042092046698]
[{"$f":"INDEX(Seas_Ar,C21821)","v":"Sum"},{"$f":"INDEX(WDWE_Ar,D21821)","v":"WD"},1,1,24,null,54.019999999999996,57.167520013148156,9.9900001287460292,63.131042092046698]
[{"$f":"INDEX(Seas_Ar,C21822)","v":"Sum"},{"$f":"INDEX(WDWE_Ar,D21822)","v":"WD"},1,2,1,null,51.89,57.386404661847145,9.9900001287460292,81.456478849191598]
[{"$f":"INDEX(Seas_Ar,C21823)","v":"Sum"},{"$f":"INDEX(WDWE_Ar,D21823)","v":"WD"},1,2,2,null,48.66,44.208261253410853,9.9900001287460292,81.456478849191598]
[{"$f":"INDEX(Seas_Ar,C21824)","v":"Sum"},{"$f":"INDEX(WDWE_Ar,D21824)","v":"WD"},1,2,3,null,47.07,25.821950762695636,9.9900001287460292,81.456478849191598]
[{"$f":"INDEX(Seas_Ar,C21825)","v":"Sum"},{"$f":"INDEX(WDWE_Ar,D21825)","v":"WD"},1,2,4,null,9.0350000000000001,13.641663840975331,9.9900001287460292,81.456478849191598]
[{"$f":"INDEX(Seas_Ar,C21826)","v":"Sum"},{"$f":"INDEX(WDWE_Ar,D21826)","v":"WD"},1,2,5,null,0.02,13.583723786907951,9.9900001287460292,81.456478849191598]
[{"$f":"INDEX(Seas_Ar,C21827)","v":"Sum"},{"$f":"INDEX(WDWE_Ar,D21827)","v":"WD"},1,2,6,null,0.02,23.143832708025634,9.9900001287460292,81.456478849191598]
[{"$f":"INDEX(Seas_Ar,C21828)","v":"Sum"},{"$f":"INDEX(WDWE_Ar,D21828)","v":"WD"},1,2,7,null,1.4999999999999999E-2,52.390684444481941,9.9900001287460292,11.279519758443801]
[{"$f":"INDEX(Seas_Ar,C21829)","v":"Sum"},{"$f":"INDEX(WDWE_Ar,D21829)","v":"WD"},1,2,8,null,0.02,56.684686229253316,9.9900001287460292,11.279519758443801]
[{"$f":"INDEX(Seas_Ar,C21830)","v":"Sum"},{"$f":"INDEX(WDWE_Ar,D21830)","v":"WD"},1,2,9,null,49.825000000000003,55.764083147960505,9.9900001287460292,11.279519758443801]
[{"$f":"INDEX(Seas_Ar,C21831)","v":"Sum"},{"$f":"INDEX(WDWE_Ar,D21831)","v":"WD"},1,2,10,null,56.245000000000005,56.980824283375476,9.9900001287460292,11.279519758443801]
[{"$f":"INDEX(Seas_Ar,C21832)","v":"Sum"},{"$f":"INDEX(WDWE_Ar,D21832)","v":"WD"},1,2,11,null,55.835000000000001,59.459371040702287,9.9900001287460292,11.279519758443801]
[{"$f":"INDEX(Seas_Ar,C21833)","v":"Sum"},{"$f":"INDEX(WDWE_Ar,D21833)","v":"WD"},1,2,12,null,49.994999999999997,58.287694391784157,9.9900001287460292,11.279519758443801]
[{"$f":"INDEX(Seas_Ar,C21834)","v":"Sum"},{"$f":"INDEX(WDWE_Ar,D21834)","v":"WD"},1,2,13,null,55.835000000000001,58.931472770310599,9.9900001287460292,10.755360249891201]
[{"$f":"INDEX(Seas_Ar,C21835)","v":"Sum"},{"$f":"INDEX(WDWE_Ar,D21835)","v":"WD"},1,2,14,null,53.42,56.916446445522837,9.9900001287460292,10.755360249891201]
[{"$f":"INDEX(Seas_Ar,C21836)","v":"Sum"},{"$f":"INDEX(WDWE_Ar,D21836)","v":"WD"},1,2,15,null,52.980000000000004,55.635327472255206,9.9900001287460292,10.755360249891201]
[{"$f":"INDEX(Seas_Ar,C21837)","v":"Sum"},{"$f":"INDEX(WDWE_Ar,D21837)","v":"WD"},1,2,16,null,36.105000000000004,56.047345634512141,9.9900001287460292,11.279519758443801]
[{"$f":"INDEX(Seas_Ar,C21838)","v":"Sum"},{"$f":"INDEX(WDWE_Ar,D21838)","v":"WD"},1,2,17,null,60.165000000000006,56.034470066941608,9.9900001287460292,17.9222409803962]
[{"$f":"INDEX(Seas_Ar,C21839)","v":"Sum"},{"$f":"INDEX(WDWE_Ar,D21839)","v":"WD"},1,2,18,null,66.42,56.749064067105969,9.9900001287460292,17.9222409803962]
[{"$f":"INDEX(Seas_Ar,C21840)","v":"Sum"},{"$f":"INDEX(WDWE_Ar,D21840)","v":"WD"},1,2,19,null,142.23500000000001,59.852075851603416,9.9900001287460292,17.9222409803962]
[{"$f":"INDEX(Seas_Ar,C21841)","v":"Sum"},{"$f":"INDEX(WDWE_Ar,D21841)","v":"WD"},1,2,20,null,116.35499999999999,59.929329257026595,9.9900001287460292,17.9222409803962]
[{"$f":"INDEX(Seas_Ar,C21842)","v":"Sum"},{"$f":"INDEX(WDWE_Ar,D21842)","v":"WD"},1,2,21,null,157.61000000000001,60.489416446344606,11.748240380058199,17.9222409803962]
[{"$f":"INDEX(Seas_Ar,C21843)","v":"Sum"},{"$f":"INDEX(WDWE_Ar,D21843)","v":"WD"},1,2,22,null,148.54500000000002,58.757652608108472,10.139849749588899,22.216321280174199]
[{"$f":"INDEX(Seas_Ar,C21844)","v":"Sum"},{"$f":"INDEX(WDWE_Ar,D21844)","v":"WD"},1,2,23,null,141.91,59.967955959738184,29.640330458207099,17.9222409803962]
[{"$f":"INDEX(Seas_Ar,C21845)","v":"Sum"},{"$f":"INDEX(WDWE_Ar,D21845)","v":"WD"},1,2,24,null,134.495,55.390691688415167,10.139849749588899,17.9222409803962]
[{"$f":"INDEX(Seas_Ar,C21846)","v":"Sum"},{"$f":"INDEX(WDWE_Ar,D21846)","v":"WD"},12,1,1,null,49.62,47.159878209917636,10.139849749588899,10.755360249891201]
[{"$f":"INDEX(Seas_Ar,C21847)","v":"Sum"},{"$f":"INDEX(WDWE_Ar,D21847)","v":"WD"},12,1,2,null,45.954999999999998,65.757905951555628,10.139849749588899,10.755360249891201]
[{"$f":"INDEX(Seas_Ar,C21848)","v":"Sum"},{"$f":"INDEX(WDWE_Ar,D21848)","v":"WD"},12,1,3,null,40.765000000000001,65.50860263062215,9.9900001287460292,10.755360249891201]
[{"$f":"INDEX(Seas_Ar,C21849)","v":"Sum"},{"$f":"INDEX(WDWE_Ar,D21849)","v":"WD"},12,1,4,null,35.414999999999999,67.02935288831641,9.9900001287460292,10.755360249891201]
[{"$f":"INDEX(Seas_Ar,C21850)","v":"Sum"},{"$f":"INDEX(WDWE_Ar,D21850)","v":"WD"},12,1,5,null,31.914999999999999,67.070903441805328,10.139849749588899,10.755360249891201]
[{"$f":"INDEX(Seas_Ar,C21851)","v":"Sum"},{"$f":"INDEX(WDWE_Ar,D21851)","v":"WD"},12,1,6,null,48.085000000000001,67.677541522743468,10.139849749588899,10.755360249891201]
[{"$f":"INDEX(Seas_Ar,C21852)","v":"Sum"},{"$f":"INDEX(WDWE_Ar,D21852)","v":"WD"},12,1,7,null,60.010000000000005,67.619370747858994,14.1658204874324,10.0800001621246]
[{"$f":"INDEX(Seas_Ar,C21853)","v":"Sum"},{"$f":"INDEX(WDWE_Ar,D21853)","v":"WD"},12,1,8,null,63.33,51.472825662066931,14.1658204874324,10.0800001621246]
[{"$f":"INDEX(Seas_Ar,C21854)","v":"Sum"},{"$f":"INDEX(WDWE_Ar,D21854)","v":"WD"},12,1,9,null,61.83,69.81323997207366,12.0379503456831,10.0800001621246]
[{"$f":"INDEX(Seas_Ar,C21855)","v":"Sum"},{"$f":"INDEX(WDWE_Ar,D21855)","v":"WD"},12,1,10,null,69.13,77.101207054029217,14.1658204874324,10.0800001621246]
[{"$f":"INDEX(Seas_Ar,C21856)","v":"Sum"},{"$f":"INDEX(WDWE_Ar,D21856)","v":"WD"},12,1,11,null,67.834999999999994,75.239742257725851,12.0379503456831,10.0800001621246]
[{"$f":"INDEX(Seas_Ar,C21857)","v":"Sum"},{"$f":"INDEX(WDWE_Ar,D21857)","v":"WD"},12,1,12,null,60.129999999999995,79.353247053128371,14.1658204874324,10.0800001621246]
[{"$f":"INDEX(Seas_Ar,C21858)","v":"Sum"},{"$f":"INDEX(WDWE_Ar,D21858)","v":"WD"},12,1,13,null,61.245000000000005,79.73551214522638,12.0379503456831,10.0800001621246]
[{"$f":"INDEX(Seas_Ar,C21859)","v":"Sum"},{"$f":"INDEX(WDWE_Ar,D21859)","v":"WD"},12,1,14,null,69.400000000000006,78.987602182425931,14.855130077118799,10.0800001621246]
[{"$f":"INDEX(Seas_Ar,C21860)","v":"Sum"},{"$f":"INDEX(WDWE_Ar,D21860)","v":"WD"},12,1,15,null,68.414999999999992,74.741135615858894,14.855130077118799,10.0800001621246]
[{"$f":"INDEX(Seas_Ar,C21861)","v":"Sum"},{"$f":"INDEX(WDWE_Ar,D21861)","v":"WD"},12,1,16,null,41.269999999999996,73.153904472582369,20.229750260710698,10.0800001621246]
[{"$f":"INDEX(Seas_Ar,C21862)","v":"Sum"},{"$f":"INDEX(WDWE_Ar,D21862)","v":"WD"},12,1,17,null,49.745000000000005,73.876884103289484,27.502471040396699,10.0800001621246]
[{"$f":"INDEX(Seas_Ar,C21863)","v":"Sum"},{"$f":"INDEX(WDWE_Ar,D21863)","v":"WD"},12,1,18,null,45.81,74.392110966552011,41.668289622387803,10.0800001621246]
[{"$f":"INDEX(Seas_Ar,C21864)","v":"Sum"},{"$f":"INDEX(WDWE_Ar,D21864)","v":"WD"},12,1,19,null,12.135,70.0874736251005,35.424539541921597,10.0800001621246]
[{"$f":"INDEX(Seas_Ar,C21865)","v":"Sum"},{"$f":"INDEX(WDWE_Ar,D21865)","v":"WD"},12,1,20,null,11.02,69.871410746958148,41.668289622387803,10.0800001621246]
[{"$f":"INDEX(Seas_Ar,C21866)","v":"Sum"},{"$f":"INDEX(WDWE_Ar,D21866)","v":"WD"},12,1,21,null,16.435000000000002,69.547316429744612,41.668289622387803,10.0800001621246]
[{"$f":"INDEX(Seas_Ar,C21867)","v":"Sum"},{"$f":"INDEX(WDWE_Ar,D21867)","v":"WD"},12,1,22,null,15.950000000000001,77.076276721935869,41.668289622387803,10.0800001621246]
[{"$f":"INDEX(Seas_Ar,C21868)","v":"Sum"},{"$f":"INDEX(WDWE_Ar,D21868)","v":"WD"},12,1,23,null,19.585000000000001,74.616483955392141,41.668289622387803,10.0800001621246]
[{"$f":"INDEX(Seas_Ar,C21869)","v":"Sum"},{"$f":"INDEX(WDWE_Ar,D21869)","v":"WD"},12,1,24,null,16.260000000000002,60.830010307770401,27.502471040396699,10.0800001621246]
[{"$f":"INDEX(Seas_Ar,C21870)","v":"Sum"},{"$f":"INDEX(WDWE_Ar,D21870)","v":"WD"},12,2,1,null,1.73,60.647187872419195,3.5963999510765001,10.0800001621246]
[{"$f":"INDEX(Seas_Ar,C21871)","v":"Sum"},{"$f":"INDEX(WDWE_Ar,D21871)","v":"WD"},12,2,2,null,0.03,65.716355398066739,3.5963999510765001,10.0800001621246]
[{"$f":"INDEX(Seas_Ar,C21872)","v":"Sum"},{"$f":"INDEX(WDWE_Ar,D21872)","v":"WD"},12,2,3,null,0.03,67.262035987854333,3.5963999510765001,10.0800001621246]
[{"$f":"INDEX(Seas_Ar,C21873)","v":"Sum"},{"$f":"INDEX(WDWE_Ar,D21873)","v":"WD"},12,2,4,null,0.03,67.154004548783163,8.4915001094341207,10.0800001621246]
[{"$f":"INDEX(Seas_Ar,C21874)","v":"Sum"},{"$f":"INDEX(WDWE_Ar,D21874)","v":"WD"},12,2,5,null,0.03,67.511339308787825,8.4915001094341207,10.0800001621246]
[{"$f":"INDEX(Seas_Ar,C21875)","v":"Sum"},{"$f":"INDEX(WDWE_Ar,D21875)","v":"WD"},12,2,6,null,3.54,67.627680858556772,3.5963999510765001,10.0800001621246]
[{"$f":"INDEX(Seas_Ar,C21876)","v":"Sum"},{"$f":"INDEX(WDWE_Ar,D21876)","v":"WD"},12,2,7,null,15.25,54.672218280713317,8.6613301878404592,10.0800001621246]
[{"$f":"INDEX(Seas_Ar,C21877)","v":"Sum"},{"$f":"INDEX(WDWE_Ar,D21877)","v":"WD"},12,2,8,null,27,55.868874221194048,8.4915001094341207,10.0800001621246]
[{"$f":"INDEX(Seas_Ar,C21878)","v":"Sum"},{"$f":"INDEX(WDWE_Ar,D21878)","v":"WD"},12,2,9,null,33.839999999999996,59.226158943098334,9.0909004982471497,8.4067202890205408]
[{"$f":"INDEX(Seas_Ar,C21879)","v":"Sum"},{"$f":"INDEX(WDWE_Ar,D21879)","v":"WD"},12,2,10,null,46.784999999999997,65.699735176671155,9.9900001287460292,2.7921600256824401]
[{"$f":"INDEX(Seas_Ar,C21880)","v":"Sum"},{"$f":"INDEX(WDWE_Ar,D21880)","v":"WD"},12,2,11,null,45.2,64.719142114332783,8.6613301878404592,8.4067202890205408]
[{"$f":"INDEX(Seas_Ar,C21881)","v":"Sum"},{"$f":"INDEX(WDWE_Ar,D21881)","v":"WD"},12,2,12,null,43.814999999999998,62.267659458486847,9.0909004982471497,2.7921600256824401]
[{"$f":"INDEX(Seas_Ar,C21882)","v":"Sum"},{"$f":"INDEX(WDWE_Ar,D21882)","v":"WD"},12,2,13,null,25.675000000000001,62.30921001197575,9.0909004982471497,2.7921600256824401]
[{"$f":"INDEX(Seas_Ar,C21883)","v":"Sum"},{"$f":"INDEX(WDWE_Ar,D21883)","v":"WD"},12,2,14,null,5.9849999999999994,65.907487944115729,8.4915001094341207,2.7921600256824401]
[{"$f":"INDEX(Seas_Ar,C21884)","v":"Sum"},{"$f":"INDEX(WDWE_Ar,D21884)","v":"WD"},12,2,15,null,3.4649999999999999,65.483672298528802,9.8401505079031004,8.4067202890205408]
[{"$f":"INDEX(Seas_Ar,C21885)","v":"Sum"},{"$f":"INDEX(WDWE_Ar,D21885)","v":"WD"},12,2,16,null,4.13,67.378377537623294,9.9900001287460292,10.0800001621246]
[{"$f":"INDEX(Seas_Ar,C21886)","v":"Sum"},{"$f":"INDEX(WDWE_Ar,D21886)","v":"WD"},12,2,17,null,6.9700000000000006,73.369967350724721,9.9900001287460292,10.0800001621246]
[{"$f":"INDEX(Seas_Ar,C21887)","v":"Sum"},{"$f":"INDEX(WDWE_Ar,D21887)","v":"WD"},12,2,18,null,9.1300000000000008,80.824136646635935,9.9900001287460292,10.0800001621246]
[{"$f":"INDEX(Seas_Ar,C21888)","v":"Sum"},{"$f":"INDEX(WDWE_Ar,D21888)","v":"WD"},12,2,19,null,0.94,73.727302110729383,9.9900001287460292,10.0800001621246]
[{"$f":"INDEX(Seas_Ar,C21889)","v":"Sum"},{"$f":"INDEX(WDWE_Ar,D21889)","v":"WD"},12,2,20,null,0.51,73.959985210267305,9.9900001287460292,10.0800001621246]
[{"$f":"INDEX(Seas_Ar,C21890)","v":"Sum"},{"$f":"INDEX(WDWE_Ar,D21890)","v":"WD"},12,2,21,null,0.49,73.968295320965083,9.9900001287460292,10.0800001621246]
[{"$f":"INDEX(Seas_Ar,C21891)","v":"Sum"},{"$f":"INDEX(WDWE_Ar,D21891)","v":"WD"},12,2,22,null,3.835,81.355983731294046,9.9900001287460292,10.0800001621246]
[{"$f":"INDEX(Seas_Ar,C21892)","v":"Sum"},{"$f":"INDEX(WDWE_Ar,D21892)","v":"WD"},12,2,23,null,6.415,67.785572961814651,9.9900001287460292,10.0800001621246]
[{"$f":"INDEX(Seas_Ar,C21893)","v":"Sum"},{"$f":"INDEX(WDWE_Ar,D21893)","v":"WD"},12,2,24,null,51.125,54.805180051877841,8.6613301878404592,10.0800001621246]
[{"$f":"INDEX(Seas_Ar,C21894)","v":"Sum"},{"$f":"INDEX(WDWE_Ar,D21894)","v":"WE"},1,6,1,null,45,55.619570900260577,9.9900001287460292,10.755360249891201]
[{"$f":"INDEX(Seas_Ar,C21895)","v":"Sum"},{"$f":"INDEX(WDWE_Ar,D21895)","v":"WE"},1,6,2,null,36.370000000000005,55.935355106776321,9.9900001287460292,10.755360249891201]
[{"$f":"INDEX(Seas_Ar,C21896)","v":"Sum"},{"$f":"INDEX(WDWE_Ar,D21896)","v":"WE"},1,6,3,null,21.01,55.86056411049627,9.9900001287460292,10.755360249891201]
[{"$f":"INDEX(Seas_Ar,C21897)","v":"Sum"},{"$f":"INDEX(WDWE_Ar,D21897)","v":"WE"},1,6,4,null,6.57,55.710982117936183,9.9900001287460292,10.755360249891201]
[{"$f":"INDEX(Seas_Ar,C21898)","v":"Sum"},{"$f":"INDEX(WDWE_Ar,D21898)","v":"WE"},1,6,5,null,2.2350000000000003,55.710982117936183,9.9900001287460292,10.755360249891201]
[{"$f":"INDEX(Seas_Ar,C21899)","v":"Sum"},{"$f":"INDEX(WDWE_Ar,D21899)","v":"WE"},1,6,6,null,2.83,55.012932819322423,9.9900001287460292,10.755360249891201]
[{"$f":"INDEX(Seas_Ar,C21900)","v":"Sum"},{"$f":"INDEX(WDWE_Ar,D21900)","v":"WE"},1,6,7,null,0.42000000000000004,53.342600569068068,9.9900001287460292,10.0800001621246]
[{"$f":"INDEX(Seas_Ar,C21901)","v":"Sum"},{"$f":"INDEX(WDWE_Ar,D21901)","v":"WE"},1,6,8,null,1.46,53.891067875121735,10.139849749588899,10.0800001621246]
[{"$f":"INDEX(Seas_Ar,C21902)","v":"Sum"},{"$f":"INDEX(WDWE_Ar,D21902)","v":"WE"},1,6,9,null,0.52500000000000002,59.035026397049315,10.139849749588899,10.0800001621246]
[{"$f":"INDEX(Seas_Ar,C21903)","v":"Sum"},{"$f":"INDEX(WDWE_Ar,D21903)","v":"WE"},1,6,10,null,3.2949999999999999,75.513975910752706,9.9900001287460292,10.0800001621246]
[{"$f":"INDEX(Seas_Ar,C21904)","v":"Sum"},{"$f":"INDEX(WDWE_Ar,D21904)","v":"WE"},1,6,11,null,9.5,81.322743288502906,9.9900001287460292,10.0800001621246]
[{"$f":"INDEX(Seas_Ar,C21905)","v":"Sum"},{"$f":"INDEX(WDWE_Ar,D21905)","v":"WE"},1,6,12,null,43.215000000000003,72.97939214792892,9.9900001287460292,10.0800001621246]
[{"$f":"INDEX(Seas_Ar,C21906)","v":"Sum"},{"$f":"INDEX(WDWE_Ar,D21906)","v":"WE"},1,6,13,null,26.865000000000002,66.954561892036367,9.9900001287460292,10.0800001621246]
[{"$f":"INDEX(Seas_Ar,C21907)","v":"Sum"},{"$f":"INDEX(WDWE_Ar,D21907)","v":"WE"},1,6,14,null,7.4950000000000001,63.572346838038747,9.9900001287460292,10.0800001621246]
[{"$f":"INDEX(Seas_Ar,C21908)","v":"Sum"},{"$f":"INDEX(WDWE_Ar,D21908)","v":"WE"},1,6,15,null,30.895000000000003,70.07085340370493,9.9900001287460292,10.0800001621246]
[{"$f":"INDEX(Seas_Ar,C21909)","v":"Sum"},{"$f":"INDEX(WDWE_Ar,D21909)","v":"WE"},1,6,16,null,24.45,70.095783735798278,9.9900001287460292,10.755360249891201]
[{"$f":"INDEX(Seas_Ar,C21910)","v":"Sum"},{"$f":"INDEX(WDWE_Ar,D21910)","v":"WE"},1,6,17,null,45.63,70.278606171149505,9.9900001287460292,21.5409611924076]
[{"$f":"INDEX(Seas_Ar,C21911)","v":"Sum"},{"$f":"INDEX(WDWE_Ar,D21911)","v":"WE"},1,6,18,null,48.974999999999994,75.763279231686184,10.139849749588899,21.5409611924076]
[{"$f":"INDEX(Seas_Ar,C21912)","v":"Sum"},{"$f":"INDEX(WDWE_Ar,D21912)","v":"WE"},1,6,19,null,46.755000000000003,75.646937681917223,11.748240380058199,21.5409611924076]
[{"$f":"INDEX(Seas_Ar,C21913)","v":"Sum"},{"$f":"INDEX(WDWE_Ar,D21913)","v":"WE"},1,6,20,null,28.22,66.730188903196222,10.139849749588899,21.5409611924076]
[{"$f":"INDEX(Seas_Ar,C21914)","v":"Sum"},{"$f":"INDEX(WDWE_Ar,D21914)","v":"WE"},1,6,21,null,6.4249999999999998,66.489195692960521,11.748240380058199,21.5409611924076]
[{"$f":"INDEX(Seas_Ar,C21915)","v":"Sum"},{"$f":"INDEX(WDWE_Ar,D21915)","v":"WE"},1,6,22,null,23.975000000000001,65.317470084573145,11.748240380058199,21.5409611924076]
[{"$f":"INDEX(Seas_Ar,C21916)","v":"Sum"},{"$f":"INDEX(WDWE_Ar,D21916)","v":"WE"},1,6,23,null,46.105000000000004,59.284329717982807,10.139849749588899,21.5409611924076]
[{"$f":"INDEX(Seas_Ar,C21917)","v":"Sum"},{"$f":"INDEX(WDWE_Ar,D21917)","v":"WE"},1,6,24,null,43.11,57.023979608185876,10.139849749588899,21.5409611924076]
[{"$f":"INDEX(Seas_Ar,C21918)","v":"Sum"},{"$f":"INDEX(WDWE_Ar,D21918)","v":"WE"},1,7,1,null,2.9749999999999996,56.192968538407591,0.61938001274585697,11.874239921817701]
[{"$f":"INDEX(Seas_Ar,C21919)","v":"Sum"},{"$f":"INDEX(WDWE_Ar,D21919)","v":"WE"},1,7,2,null,0.03,56.134797763523103,0.61938001274585697,11.874239921817701]
[{"$f":"INDEX(Seas_Ar,C21920)","v":"Sum"},{"$f":"INDEX(WDWE_Ar,D21920)","v":"WE"},1,7,3,null,3.7549999999999999,53.999099314192918,0.61938001274585697,11.874239921817701]
[{"$f":"INDEX(Seas_Ar,C21921)","v":"Sum"},{"$f":"INDEX(WDWE_Ar,D21921)","v":"WE"},1,7,4,null,0.03,43.42863850661314,0.61938001274585697,11.874239921817701]
[{"$f":"INDEX(Seas_Ar,C21922)","v":"Sum"},{"$f":"INDEX(WDWE_Ar,D21922)","v":"WE"},1,7,5,null,0.03,44.051896808946857,0.61938001274585697,11.874239921817701]
[{"$f":"INDEX(Seas_Ar,C21923)","v":"Sum"},{"$f":"INDEX(WDWE_Ar,D21923)","v":"WE"},1,7,6,null,1.115,44.25133946569364,0.61938001274585697,11.874239921817701]
[{"$f":"INDEX(Seas_Ar,C21924)","v":"Sum"},{"$f":"INDEX(WDWE_Ar,D21924)","v":"WE"},1,7,7,null,1.1399999999999999,35.209939026505907,0.61938001274585697,11.521440492925599]
[{"$f":"INDEX(Seas_Ar,C21925)","v":"Sum"},{"$f":"INDEX(WDWE_Ar,D21925)","v":"WE"},1,7,8,null,2.4750000000000001,30.298663604116246,0.61938001274585697,10.0800001621246]
[{"$f":"INDEX(Seas_Ar,C21926)","v":"Sum"},{"$f":"INDEX(WDWE_Ar,D21926)","v":"WE"},1,7,9,null,29.36,52.744272598827706,9.3706202350902501,7.8422403376197796]
[{"$f":"INDEX(Seas_Ar,C21927)","v":"Sum"},{"$f":"INDEX(WDWE_Ar,D21927)","v":"WE"},1,7,10,null,45.725000000000001,63.215012078034086,9.3706202350902501,7.8422403376197796]
[{"$f":"INDEX(Seas_Ar,C21928)","v":"Sum"},{"$f":"INDEX(WDWE_Ar,D21928)","v":"WE"},1,7,11,null,39.155000000000001,71.259199233487877,7.9620298930120397,7.8422403376197796]
[{"$f":"INDEX(Seas_Ar,C21929)","v":"Sum"},{"$f":"INDEX(WDWE_Ar,D21929)","v":"WE"},1,7,12,null,10.139999999999999,77.732775467060719,7.9620298930120397,0.26207999460220299]
[{"$f":"INDEX(Seas_Ar,C21930)","v":"Sum"},{"$f":"INDEX(WDWE_Ar,D21930)","v":"WE"},1,7,13,null,13.89,73.669131335844909,7.9620298930120397,0.20160000624656599]
[{"$f":"INDEX(Seas_Ar,C21931)","v":"Sum"},{"$f":"INDEX(WDWE_Ar,D21931)","v":"WE"},1,7,14,null,3.6850000000000001,70.436498274407384,9.3706202350902501,0.20160000624656599]
[{"$f":"INDEX(Seas_Ar,C21932)","v":"Sum"},{"$f":"INDEX(WDWE_Ar,D21932)","v":"WE"},1,7,15,null,6.76,55.461678797002705,7.9620298930120397,7.8422403376197796]
[{"$f":"INDEX(Seas_Ar,C21933)","v":"Sum"},{"$f":"INDEX(WDWE_Ar,D21933)","v":"WE"},1,7,16,null,1.8499999999999999,67.926844843676975,9.8401505079031004,7.8422403376197796]
[{"$f":"INDEX(Seas_Ar,C21934)","v":"Sum"},{"$f":"INDEX(WDWE_Ar,D21934)","v":"WE"},1,7,17,null,15.015000000000001,67.021042777618632,9.9900001287460292,10.0800001621246]
[{"$f":"INDEX(Seas_Ar,C21935)","v":"Sum"},{"$f":"INDEX(WDWE_Ar,D21935)","v":"WE"},1,7,18,null,43.8,62.433861672442497,19.000980702180801,10.0800001621246]
[{"$f":"INDEX(Seas_Ar,C21936)","v":"Sum"},{"$f":"INDEX(WDWE_Ar,D21936)","v":"WE"},1,7,19,null,31.045000000000002,77.790946241945193,19.000980702180801,10.0800001621246]
[{"$f":"INDEX(Seas_Ar,C21937)","v":"Sum"},{"$f":"INDEX(WDWE_Ar,D21937)","v":"WE"},1,7,20,null,44.49,71.034826244647732,19.000980702180801,10.0800001621246]
[{"$f":"INDEX(Seas_Ar,C21938)","v":"Sum"},{"$f":"INDEX(WDWE_Ar,D21938)","v":"WE"},1,7,21,null,31.269999999999996,53.832897100237261,38.571391106829601,10.0800001621246]
[{"$f":"INDEX(Seas_Ar,C21939)","v":"Sum"},{"$f":"INDEX(WDWE_Ar,D21939)","v":"WE"},1,7,22,null,48.055,52.952025366272274,28.7911800661754,10.0800001621246]
[{"$f":"INDEX(Seas_Ar,C21940)","v":"Sum"},{"$f":"INDEX(WDWE_Ar,D21940)","v":"WE"},1,7,23,null,22.724999999999998,50.799706695546519,28.7911800661754,10.0800001621246]
[{"$f":"INDEX(Seas_Ar,C21941)","v":"Sum"},{"$f":"INDEX(WDWE_Ar,D21941)","v":"WE"},1,7,24,null,13.695,45.265172970823144,28.7911800661754,10.0800001621246]
[{"$f":"INDEX(Seas_Ar,C21942)","v":"Sum"},{"$f":"INDEX(WDWE_Ar,D21942)","v":"WD"},1,1,1,null,4.5250000000000004,20.559213866314757,30.089881226177202,24.635520934562599]
[{"$f":"INDEX(Seas_Ar,C21943)","v":"Sum"},{"$f":"INDEX(WDWE_Ar,D21943)","v":"WD"},1,1,2,null,9.9849999999999994,18.415205306286779,30.089881226177202,24.635520934562599]
[{"$f":"INDEX(Seas_Ar,C21944)","v":"Sum"},{"$f":"INDEX(WDWE_Ar,D21944)","v":"WD"},1,1,3,null,1.6549999999999998,18.955362501642668,30.089881226177202,24.635520934562599]
[{"$f":"INDEX(Seas_Ar,C21945)","v":"Sum"},{"$f":"INDEX(WDWE_Ar,D21945)","v":"WD"},1,1,4,null,0.01,20.293290323985705,30.089881226177202,24.635520934562599]
[{"$f":"INDEX(Seas_Ar,C21946)","v":"Sum"},{"$f":"INDEX(WDWE_Ar,D21946)","v":"WD"},1,1,5,null,0.01,15.947102429045277,30.089881226177202,24.635520934562599]
[{"$f":"INDEX(Seas_Ar,C21947)","v":"Sum"},{"$f":"INDEX(WDWE_Ar,D21947)","v":"WD"},1,1,6,null,1.075,18.897191726758187,30.089881226177202,24.635520934562599]
[{"$f":"INDEX(Seas_Ar,C21948)","v":"Sum"},{"$f":"INDEX(WDWE_Ar,D21948)","v":"WD"},1,1,7,null,14.715,6.8142907721819306,30.089881226177202,13.073760479440599]
[{"$f":"INDEX(Seas_Ar,C21949)","v":"Sum"},{"$f":"INDEX(WDWE_Ar,D21949)","v":"WD"},1,1,8,null,33.564999999999998,3.8642014744690223,30.089881226177202,10.0800001621246]
[{"$f":"INDEX(Seas_Ar,C21950)","v":"Sum"},{"$f":"INDEX(WDWE_Ar,D21950)","v":"WD"},1,1,9,null,48.980000000000004,6.7893604400885827,35.404559084358198,10.0800001621246]
[{"$f":"INDEX(Seas_Ar,C21951)","v":"Sum"},{"$f":"INDEX(WDWE_Ar,D21951)","v":"WD"},1,1,10,null,62.150000000000006,4.4542193340116043,35.404559084358198,10.0800001621246]
[{"$f":"INDEX(Seas_Ar,C21952)","v":"Sum"},{"$f":"INDEX(WDWE_Ar,D21952)","v":"WD"},1,1,11,null,47.435000000000002,10.78652368572213,35.404559084358198,10.0800001621246]
[{"$f":"INDEX(Seas_Ar,C21953)","v":"Sum"},{"$f":"INDEX(WDWE_Ar,D21953)","v":"WD"},1,1,12,null,42.44,16.030203536023105,30.089881226177202,10.0800001621246]
[{"$f":"INDEX(Seas_Ar,C21954)","v":"Sum"},{"$f":"INDEX(WDWE_Ar,D21954)","v":"WD"},1,1,13,null,44.494999999999997,7.3128974140489023,30.089881226177202,1.0079999936819E-2]
[{"$f":"INDEX(Seas_Ar,C21955)","v":"Sum"},{"$f":"INDEX(WDWE_Ar,D21955)","v":"WD"},1,1,14,null,41.364999999999995,2.0609074530501452,28.0619105140829,9.0619199150371497]
[{"$f":"INDEX(Seas_Ar,C21956)","v":"Sum"},{"$f":"INDEX(WDWE_Ar,D21956)","v":"WD"},1,1,15,null,37.879999999999995,1.9778063460723165,28.0619105140829,10.0800001621246]
[{"$f":"INDEX(Seas_Ar,C21957)","v":"Sum"},{"$f":"INDEX(WDWE_Ar,D21957)","v":"WD"},1,1,16,null,38.67,1.969496235374534,30.089881226177202,10.0800001621246]
[{"$f":"INDEX(Seas_Ar,C21958)","v":"Sum"},{"$f":"INDEX(WDWE_Ar,D21958)","v":"WD"},1,1,17,null,46.980000000000004,2.052597342352362,36.982980933923699,27.0648008198261]
[{"$f":"INDEX(Seas_Ar,C21959)","v":"Sum"},{"$f":"INDEX(WDWE_Ar,D21959)","v":"WD"},1,1,18,null,50.435000000000002,2.1024580065390595,38.851109890952102,27.0648008198261]
[{"$f":"INDEX(Seas_Ar,C21960)","v":"Sum"},{"$f":"INDEX(WDWE_Ar,D21960)","v":"WD"},1,1,19,null,45.31,2.1273883386324077,38.851109890952102,27.0648008198261]
[{"$f":"INDEX(Seas_Ar,C21961)","v":"Sum"},{"$f":"INDEX(WDWE_Ar,D21961)","v":"WD"},1,1,20,null,39.450000000000003,2.1024580065390595,38.851109890952102,27.0648008198261]
[{"$f":"INDEX(Seas_Ar,C21962)","v":"Sum"},{"$f":"INDEX(WDWE_Ar,D21962)","v":"WD"},1,1,21,null,25.42,2.0858377851434935,42.517441919860801,39.150720783500603]
[{"$f":"INDEX(Seas_Ar,C21963)","v":"Sum"},{"$f":"INDEX(WDWE_Ar,D21963)","v":"WD"},1,1,22,null,26.92,2.7506466409661208,38.851109890952102,39.150720783500603]
[{"$f":"INDEX(Seas_Ar,C21964)","v":"Sum"},{"$f":"INDEX(WDWE_Ar,D21964)","v":"WD"},1,1,23,null,25.715,2.0193568995612305,38.851109890952102,39.150720783500603]
[{"$f":"INDEX(Seas_Ar,C21965)","v":"Sum"},{"$f":"INDEX(WDWE_Ar,D21965)","v":"WD"},1,1,24,null,33.655000000000001,1.0720042800139868,38.851109890952102,30.129119869356099]
[{"$f":"INDEX(Seas_Ar,C21966)","v":"Sum"},{"$f":"INDEX(WDWE_Ar,D21966)","v":"WD"},1,2,1,null,10.459999999999999,2.742336530268338,27.622349974894501,39.755519255142097]
[{"$f":"INDEX(Seas_Ar,C21967)","v":"Sum"},{"$f":"INDEX(WDWE_Ar,D21967)","v":"WD"},1,2,2,null,1.1449999999999998,1.6121614753698716,27.622349974894501,39.755519255142097]
[{"$f":"INDEX(Seas_Ar,C21968)","v":"Sum"},{"$f":"INDEX(WDWE_Ar,D21968)","v":"WD"},1,2,3,null,0.01,0.19113254604900537,23.006970982460899,39.755519255142097]
[{"$f":"INDEX(Seas_Ar,C21969)","v":"Sum"},{"$f":"INDEX(WDWE_Ar,D21969)","v":"WD"},1,2,4,null,0.01,0.18282243535122256,27.622349974894501,39.755519255142097]
[{"$f":"INDEX(Seas_Ar,C21970)","v":"Sum"},{"$f":"INDEX(WDWE_Ar,D21970)","v":"WD"},1,2,5,null,2.2350000000000003,0.18282243535122256,23.006970982460899,39.755519255142097]
[{"$f":"INDEX(Seas_Ar,C21971)","v":"Sum"},{"$f":"INDEX(WDWE_Ar,D21971)","v":"WD"},1,2,6,null,3.48,0.18282243535122256,27.622349974894501,39.755519255142097]
[{"$f":"INDEX(Seas_Ar,C21972)","v":"Sum"},{"$f":"INDEX(WDWE_Ar,D21972)","v":"WD"},1,2,7,null,6.92,0.18282243535122256,41.858102063798903,1.0079999936819E-2]
[{"$f":"INDEX(Seas_Ar,C21973)","v":"Sum"},{"$f":"INDEX(WDWE_Ar,D21973)","v":"WD"},1,2,8,null,16.89,3.0913611795752174,41.858102063798903,1.0079999936819E-2]
[{"$f":"INDEX(Seas_Ar,C21974)","v":"Sum"},{"$f":"INDEX(WDWE_Ar,D21974)","v":"WD"},1,2,9,null,41.005000000000003,10.512290032695295,41.858102063798903,1.0079999936819E-2]
[{"$f":"INDEX(Seas_Ar,C21975)","v":"Sum"},{"$f":"INDEX(WDWE_Ar,D21975)","v":"WD"},1,2,10,null,44.605000000000004,19.952575785376606,35.574391068205799,1.0079999936819E-2]
[{"$f":"INDEX(Seas_Ar,C21976)","v":"Sum"},{"$f":"INDEX(WDWE_Ar,D21976)","v":"WD"},1,2,11,null,44.629999999999995,19.969196006772172,41.858102063798903,1.0079999936819E-2]
[{"$f":"INDEX(Seas_Ar,C21977)","v":"Sum"},{"$f":"INDEX(WDWE_Ar,D21977)","v":"WD"},1,2,12,null,44.33,11.617534755500415,35.574391068205799,1.0079999936819E-2]
[{"$f":"INDEX(Seas_Ar,C21978)","v":"Sum"},{"$f":"INDEX(WDWE_Ar,D21978)","v":"WD"},1,2,13,null,44.745000000000005,6.8142907721819306,41.858102063798903,1.0079999936819E-2]
[{"$f":"INDEX(Seas_Ar,C21979)","v":"Sum"},{"$f":"INDEX(WDWE_Ar,D21979)","v":"WD"},1,2,14,null,47.94,2.0442872316545793,35.574391068205799,1.0079999936819E-2]
[{"$f":"INDEX(Seas_Ar,C21980)","v":"Sum"},{"$f":"INDEX(WDWE_Ar,D21980)","v":"WD"},1,2,15,null,47.884999999999998,2.0027366781656655,35.574391068205799,1.0079999936819E-2]
[{"$f":"INDEX(Seas_Ar,C21981)","v":"Sum"},{"$f":"INDEX(WDWE_Ar,D21981)","v":"WD"},1,2,16,null,52.494999999999997,2.069217563747928,41.858102063798903,7.7817599136733904]
[{"$f":"INDEX(Seas_Ar,C21982)","v":"Sum"},{"$f":"INDEX(WDWE_Ar,D21982)","v":"WD"},1,2,17,null,51.34,2.1024580065390595,41.858102063798903,20.180160785999298]
[{"$f":"INDEX(Seas_Ar,C21983)","v":"Sum"},{"$f":"INDEX(WDWE_Ar,D21983)","v":"WD"},1,2,18,null,56.7,2.1107681172368422,45.754199827480299,20.180160785999298]
[{"$f":"INDEX(Seas_Ar,C21984)","v":"Sum"},{"$f":"INDEX(WDWE_Ar,D21984)","v":"WD"},1,2,19,null,60.28,2.0858377851434935,45.754199827480299,20.180160785999298]
[{"$f":"INDEX(Seas_Ar,C21985)","v":"Sum"},{"$f":"INDEX(WDWE_Ar,D21985)","v":"WD"},1,2,20,null,56.65,2.8752983014328639,45.754199827480299,20.180160785999298]
[{"$f":"INDEX(Seas_Ar,C21986)","v":"Sum"},{"$f":"INDEX(WDWE_Ar,D21986)","v":"WD"},1,2,21,null,58.89,1.6370918074632201,45.754199827480299,20.180160785999298]
[{"$f":"INDEX(Seas_Ar,C21987)","v":"Sum"},{"$f":"INDEX(WDWE_Ar,D21987)","v":"WD"},1,2,22,null,53.42,1.7949839107210943,45.754199827480299,30.5827206456947]
[{"$f":"INDEX(Seas_Ar,C21988)","v":"Sum"},{"$f":"INDEX(WDWE_Ar,D21988)","v":"WD"},1,2,23,null,30.830000000000002,1.0969346121073353,45.754199827480299,20.180160785999298]
[{"$f":"INDEX(Seas_Ar,C21989)","v":"Sum"},{"$f":"INDEX(WDWE_Ar,D21989)","v":"WD"},1,2,24,null,23.815000000000001,1.0969346121073353,45.754199827480299,20.180160785999298]
[{"$f":"INDEX(Seas_Ar,C21990)","v":"Sum"},{"$f":"INDEX(WDWE_Ar,D21990)","v":"WD"},1,3,1,null,2.83,1.8863951283967051,33.086879359359699,31.2782411952114]
[{"$f":"INDEX(Seas_Ar,C21991)","v":"Sum"},{"$f":"INDEX(WDWE_Ar,D21991)","v":"WD"},1,3,2,null,1.1299999999999999,0.18282243535122256,27.002971033959302,31.2782411952114]
[{"$f":"INDEX(Seas_Ar,C21992)","v":"Sum"},{"$f":"INDEX(WDWE_Ar,D21992)","v":"WD"},1,3,3,null,0.01,0.17451232465343972,33.086879359359699,31.2782411952114]
[{"$f":"INDEX(Seas_Ar,C21993)","v":"Sum"},{"$f":"INDEX(WDWE_Ar,D21993)","v":"WD"},1,3,4,null,5.0000000000000001E-3,0.16620221395565687,33.086879359359699,31.2782411952114]
[{"$f":"INDEX(Seas_Ar,C21994)","v":"Sum"},{"$f":"INDEX(WDWE_Ar,D21994)","v":"WD"},1,3,5,null,0.01,0.16620221395565687,33.086879359359699,31.2782411952114]
[{"$f":"INDEX(Seas_Ar,C21995)","v":"Sum"},{"$f":"INDEX(WDWE_Ar,D21995)","v":"WD"},1,3,6,null,1.7049999999999998,1.8282243535122256,33.086879359359699,20.643839870605401]
[{"$f":"INDEX(Seas_Ar,C21996)","v":"Sum"},{"$f":"INDEX(WDWE_Ar,D21996)","v":"WD"},1,3,7,null,15.424999999999999,1.0387638372228554,40.9190396127319,10.0800001621246]
[{"$f":"INDEX(Seas_Ar,C21997)","v":"Sum"},{"$f":"INDEX(WDWE_Ar,D21997)","v":"WD"},1,3,8,null,2.915,1.9113254604900538,45.784172419266703,7.7817599136733904]
[{"$f":"INDEX(Seas_Ar,C21998)","v":"Sum"},{"$f":"INDEX(WDWE_Ar,D21998)","v":"WD"},1,3,9,null,28.45,5.7672168242612933,45.784172419266703,7.7817599136733904]
[{"$f":"INDEX(Seas_Ar,C21999)","v":"Sum"},{"$f":"INDEX(WDWE_Ar,D21999)","v":"WD"},1,3,10,null,40.510000000000005,14.52607349972441,45.784172419266703,7.7817599136733904]
[{"$f":"INDEX(Seas_Ar,C22000)","v":"Sum"},{"$f":"INDEX(WDWE_Ar,D22000)","v":"WD"},1,3,11,null,46.254999999999995,5.5345337247233735,45.784172419266703,1.0079999936819E-2]
[{"$f":"INDEX(Seas_Ar,C22001)","v":"Sum"},{"$f":"INDEX(WDWE_Ar,D22001)","v":"WD"},1,3,12,null,45.22,0.71466952000932449,45.784172419266703,1.0079999936819E-2]
[{"$f":"INDEX(Seas_Ar,C22002)","v":"Sum"},{"$f":"INDEX(WDWE_Ar,D22002)","v":"WD"},1,3,13,null,45.575000000000003,0.71466952000932449,38.921039586982701,1.0079999936819E-2]
[{"$f":"INDEX(Seas_Ar,C22003)","v":"Sum"},{"$f":"INDEX(WDWE_Ar,D22003)","v":"WD"},1,3,14,null,46.53,0.71466952000932449,40.9190396127319,1.0079999936819E-2]
[{"$f":"INDEX(Seas_Ar,C22004)","v":"Sum"},{"$f":"INDEX(WDWE_Ar,D22004)","v":"WD"},1,3,15,null,45.765000000000001,0.71466952000932449,38.921039586982701,7.7817599136733904]
[{"$f":"INDEX(Seas_Ar,C22005)","v":"Sum"},{"$f":"INDEX(WDWE_Ar,D22005)","v":"WD"},1,3,16,null,46.67,0.72297963070710736,38.921039586982701,10.0800001621246]
[{"$f":"INDEX(Seas_Ar,C22006)","v":"Sum"},{"$f":"INDEX(WDWE_Ar,D22006)","v":"WD"},1,3,17,null,51.95,8.958299332209906,40.9190396127319,10.0800001621246]
[{"$f":"INDEX(Seas_Ar,C22007)","v":"Sum"},{"$f":"INDEX(WDWE_Ar,D22007)","v":"WD"},1,3,18,null,55.945,9.0247802177921663,45.784172419266703,10.0800001621246]
[{"$f":"INDEX(Seas_Ar,C22008)","v":"Sum"},{"$f":"INDEX(WDWE_Ar,D22008)","v":"WD"},1,3,19,null,59.104999999999997,10.570460807579776,45.784172419266703,10.0800001621246]
[{"$f":"INDEX(Seas_Ar,C22009)","v":"Sum"},{"$f":"INDEX(WDWE_Ar,D22009)","v":"WD"},1,3,20,null,47.125,8.9749195536054707,40.9190396127319,10.0800001621246]
[{"$f":"INDEX(Seas_Ar,C22010)","v":"Sum"},{"$f":"INDEX(WDWE_Ar,D22010)","v":"WD"},1,3,21,null,45.454999999999998,8.9499892215121211,48.021930314011499,11.78351976655]
[{"$f":"INDEX(Seas_Ar,C22011)","v":"Sum"},{"$f":"INDEX(WDWE_Ar,D22011)","v":"WD"},1,3,22,null,44.784999999999997,9.0580206605832991,45.784172419266703,15.3216000541686]
[{"$f":"INDEX(Seas_Ar,C22012)","v":"Sum"},{"$f":"INDEX(WDWE_Ar,D22012)","v":"WD"},1,3,23,null,35.664999999999999,4.8697248689007466,40.9190396127319,11.78351976655]
[{"$f":"INDEX(Seas_Ar,C22013)","v":"Sum"},{"$f":"INDEX(WDWE_Ar,D22013)","v":"WD"},1,3,24,null,15.08,4.8780349795985289,27.002971033959302,10.0800001621246]
[{"$f":"INDEX(Seas_Ar,C22014)","v":"Sum"},{"$f":"INDEX(WDWE_Ar,D22014)","v":"WD"},12,1,1,null,1.4999999999999999E-2,6.2040239854111361,10.139849749588899,10.0800001621246]
[{"$f":"INDEX(Seas_Ar,C22015)","v":"Sum"},{"$f":"INDEX(WDWE_Ar,D22015)","v":"WD"},12,1,2,null,0.01,2.9123426203705134,9.9900001287460292,10.0800001621246]
[{"$f":"INDEX(Seas_Ar,C22016)","v":"Sum"},{"$f":"INDEX(WDWE_Ar,D22016)","v":"WD"},12,1,3,null,0.01,5.7329097379982592,9.9900001287460292,10.0800001621246]
[{"$f":"INDEX(Seas_Ar,C22017)","v":"Sum"},{"$f":"INDEX(WDWE_Ar,D22017)","v":"WD"},12,1,4,null,0.01,7.7703258988877142,5.6743199016380199,10.0800001621246]
[{"$f":"INDEX(Seas_Ar,C22018)","v":"Sum"},{"$f":"INDEX(WDWE_Ar,D22018)","v":"WD"},12,1,5,null,0.01,10.242146106092939,5.6743199016380199,10.0800001621246]
[{"$f":"INDEX(Seas_Ar,C22019)","v":"Sum"},{"$f":"INDEX(WDWE_Ar,D22019)","v":"WD"},12,1,6,null,0.81,26.308977452926907,5.6743199016380199,10.0800001621246]
[{"$f":"INDEX(Seas_Ar,C22020)","v":"Sum"},{"$f":"INDEX(WDWE_Ar,D22020)","v":"WD"},12,1,7,null,5.4950000000000001,25.67266730057705,18.6013810781192,10.0800001621246]
[{"$f":"INDEX(Seas_Ar,C22021)","v":"Sum"},{"$f":"INDEX(WDWE_Ar,D22021)","v":"WD"},12,1,8,null,3.8149999999999999,10.150370603350172,29.600369543080301,10.0800001621246]
[{"$f":"INDEX(Seas_Ar,C22022)","v":"Sum"},{"$f":"INDEX(WDWE_Ar,D22022)","v":"WD"},12,1,9,null,0.45500000000000002,16.415578257256485,18.6013810781192,10.0800001621246]
[{"$f":"INDEX(Seas_Ar,C22023)","v":"Sum"},{"$f":"INDEX(WDWE_Ar,D22023)","v":"WD"},12,1,10,null,0.19,23.935051115313968,21.8780999008655,10.0800001621246]
[{"$f":"INDEX(Seas_Ar,C22024)","v":"Sum"},{"$f":"INDEX(WDWE_Ar,D22024)","v":"WD"},12,1,11,null,0.69500000000000006,20.924814625351171,21.8780999008655,10.0800001621246]
[{"$f":"INDEX(Seas_Ar,C22025)","v":"Sum"},{"$f":"INDEX(WDWE_Ar,D22025)","v":"WD"},12,1,12,null,0.155,19.878573894083612,18.6013810781192,10.0800001621246]
[{"$f":"INDEX(Seas_Ar,C22026)","v":"Sum"},{"$f":"INDEX(WDWE_Ar,D22026)","v":"WD"},12,1,13,null,0.24,21.224614600977542,21.8780999008655,9.9288005442142495]
[{"$f":"INDEX(Seas_Ar,C22027)","v":"Sum"},{"$f":"INDEX(WDWE_Ar,D22027)","v":"WD"},12,1,14,null,0.42,14.879868178027499,18.6013810781192,10.0800001621246]
[{"$f":"INDEX(Seas_Ar,C22028)","v":"Sum"},{"$f":"INDEX(WDWE_Ar,D22028)","v":"WD"},12,1,15,null,0.70500000000000007,9.9117542962189766,18.6013810781192,10.0800001621246]
[{"$f":"INDEX(Seas_Ar,C22029)","v":"Sum"},{"$f":"INDEX(WDWE_Ar,D22029)","v":"WD"},12,1,16,null,4.03,21.090010530288151,18.041939698991701,10.0800001621246]
[{"$f":"INDEX(Seas_Ar,C22030)","v":"Sum"},{"$f":"INDEX(WDWE_Ar,D22030)","v":"WD"},12,1,17,null,5.9399999999999995,19.707259622297109,26.793180040426201,10.0800001621246]
[{"$f":"INDEX(Seas_Ar,C22031)","v":"Sum"},{"$f":"INDEX(WDWE_Ar,D22031)","v":"WD"},12,1,18,null,5.2,32.782209579716827,28.141830438895202,10.0800001621246]
[{"$f":"INDEX(Seas_Ar,C22032)","v":"Sum"},{"$f":"INDEX(WDWE_Ar,D22032)","v":"WD"},12,1,19,null,4.51,28.640075222593225,28.141830438895202,10.0800001621246]
[{"$f":"INDEX(Seas_Ar,C22033)","v":"Sum"},{"$f":"INDEX(WDWE_Ar,D22033)","v":"WD"},12,1,20,null,2.31,28.554418086699972,28.141830438895202,10.0800001621246]
[{"$f":"INDEX(Seas_Ar,C22034)","v":"Sum"},{"$f":"INDEX(WDWE_Ar,D22034)","v":"WD"},12,1,21,null,0.04,28.266854844772634,28.141830438895202,11.551680224246899]
[{"$f":"INDEX(Seas_Ar,C22035)","v":"Sum"},{"$f":"INDEX(WDWE_Ar,D22035)","v":"WD"},12,1,22,null,7.7050000000000001,26.229438683883174,28.141830438895202,10.0800001621246]
[{"$f":"INDEX(Seas_Ar,C22036)","v":"Sum"},{"$f":"INDEX(WDWE_Ar,D22036)","v":"WD"},12,1,23,null,1.7949999999999999,9.2509706764710433,28.141830438895202,11.682720341711001]
[{"$f":"INDEX(Seas_Ar,C22037)","v":"Sum"},{"$f":"INDEX(WDWE_Ar,D22037)","v":"WD"},12,1,24,null,1.4750000000000001,7.8621014016304827,28.141830438895202,10.0800001621246]
[{"$f":"INDEX(Seas_Ar,C22038)","v":"Sum"},{"$f":"INDEX(WDWE_Ar,D22038)","v":"WD"},12,2,1,null,0.32500000000000001,25.372867324950672,30.1997699318933,26.439839963827101]
[{"$f":"INDEX(Seas_Ar,C22039)","v":"Sum"},{"$f":"INDEX(WDWE_Ar,D22039)","v":"WD"},12,2,2,null,1.4999999999999999E-2,24.455112297522987,30.1997699318933,26.439839963827101]
[{"$f":"INDEX(Seas_Ar,C22040)","v":"Sum"},{"$f":"INDEX(WDWE_Ar,D22040)","v":"WD"},12,2,3,null,0.01,17.951288336485476,26.9130608803653,26.439839963827101]
[{"$f":"INDEX(Seas_Ar,C22041)","v":"Sum"},{"$f":"INDEX(WDWE_Ar,D22041)","v":"WD"},12,2,4,null,0.01,9.2387339427720061,30.1997699318933,26.439839963827101]
[{"$f":"INDEX(Seas_Ar,C22042)","v":"Sum"},{"$f":"INDEX(WDWE_Ar,D22042)","v":"WD"},12,2,5,null,0.01,9.2326155759224893,26.9130608803653,26.439839963827101]
[{"$f":"INDEX(Seas_Ar,C22043)","v":"Sum"},{"$f":"INDEX(WDWE_Ar,D22043)","v":"WD"},12,2,6,null,0.4,9.2326155759224893,30.1997699318933,13.0233602863693]
[{"$f":"INDEX(Seas_Ar,C22044)","v":"Sum"},{"$f":"INDEX(WDWE_Ar,D22044)","v":"WD"},12,2,7,null,3.5050000000000003,9.764913491830546,36.703262149801198,10.0800001621246]
[{"$f":"INDEX(Seas_Ar,C22045)","v":"Sum"},{"$f":"INDEX(WDWE_Ar,D22045)","v":"WD"},12,2,8,null,12.395,8.8899870323494881,52.287660826291997,10.0800001621246]
[{"$f":"INDEX(Seas_Ar,C22046)","v":"Sum"},{"$f":"INDEX(WDWE_Ar,D22046)","v":"WD"},12,2,9,null,3.9550000000000001,28.419814016010577,47.322629542822803,10.0800001621246]
[{"$f":"INDEX(Seas_Ar,C22047)","v":"Sum"},{"$f":"INDEX(WDWE_Ar,D22047)","v":"WD"},12,2,10,null,3.1150000000000002,69.541357611620285,40.229730975766103,10.0800001621246]
[{"$f":"INDEX(Seas_Ar,C22048)","v":"Sum"},{"$f":"INDEX(WDWE_Ar,D22048)","v":"WD"},12,2,11,null,3.9649999999999999,63.294505058262516,40.219738841543098,10.0800001621246]
[{"$f":"INDEX(Seas_Ar,C22049)","v":"Sum"},{"$f":"INDEX(WDWE_Ar,D22049)","v":"WD"},12,2,12,null,4.6050000000000004,62.211554125897862,40.219738841543098,10.0800001621246]
[{"$f":"INDEX(Seas_Ar,C22050)","v":"Sum"},{"$f":"INDEX(WDWE_Ar,D22050)","v":"WD"},12,2,13,null,4.7300000000000004,35.113307349383149,40.219738841543098,1.0079999936819E-2]
[{"$f":"INDEX(Seas_Ar,C22051)","v":"Sum"},{"$f":"INDEX(WDWE_Ar,D22051)","v":"WD"},12,2,14,null,3.835,32.67207897642551,40.219738841543098,10.0800001621246]
[{"$f":"INDEX(Seas_Ar,C22052)","v":"Sum"},{"$f":"INDEX(WDWE_Ar,D22052)","v":"WD"},12,2,15,null,0.08,30.408283242103892,40.219738841543098,10.0800001621246]
[{"$f":"INDEX(Seas_Ar,C22053)","v":"Sum"},{"$f":"INDEX(WDWE_Ar,D22053)","v":"WD"},12,2,16,null,3.8249999999999997,32.249911663808774,45.764191961703297,10.0800001621246]
[{"$f":"INDEX(Seas_Ar,C22054)","v":"Sum"},{"$f":"INDEX(WDWE_Ar,D22054)","v":"WD"},12,2,17,null,9.84,34.097658452363177,47.9520006179809,10.0800001621246]
[{"$f":"INDEX(Seas_Ar,C22055)","v":"Sum"},{"$f":"INDEX(WDWE_Ar,D22055)","v":"WD"},12,2,18,null,19.850000000000001,49.723967386031852,47.9520006179809,10.0800001621246]
[{"$f":"INDEX(Seas_Ar,C22056)","v":"Sum"},{"$f":"INDEX(WDWE_Ar,D22056)","v":"WD"},12,2,19,null,11.535,22.882692017196891,47.9520006179809,10.0800001621246]
[{"$f":"INDEX(Seas_Ar,C22057)","v":"Sum"},{"$f":"INDEX(WDWE_Ar,D22057)","v":"WD"},12,2,20,null,5.95,22.668549177463763,47.9520006179809,10.0800001621246]
[{"$f":"INDEX(Seas_Ar,C22058)","v":"Sum"},{"$f":"INDEX(WDWE_Ar,D22058)","v":"WD"},12,2,21,null,6.15,14.194611090881496,47.9520006179809,10.0800001621246]
[{"$f":"INDEX(Seas_Ar,C22059)","v":"Sum"},{"$f":"INDEX(WDWE_Ar,D22059)","v":"WD"},12,2,22,null,5.07,6.6506647654259421,47.9520006179809,10.0800001621246]
[{"$f":"INDEX(Seas_Ar,C22060)","v":"Sum"},{"$f":"INDEX(WDWE_Ar,D22060)","v":"WD"},12,2,23,null,4.6099999999999994,6.7669137355667806,45.764191961703297,10.0800001621246]
[{"$f":"INDEX(Seas_Ar,C22061)","v":"Sum"},{"$f":"INDEX(WDWE_Ar,D22061)","v":"WD"},12,2,24,null,2.8849999999999998,14.92881511282364,40.219738841543098,10.0800001621246]
[{"$f":"INDEX(Seas_Ar,C22062)","v":"Sum"},{"$f":"INDEX(WDWE_Ar,D22062)","v":"WD"},12,3,1,null,1.7800000000000002,8.1863748446549316,19.560420175867002,12.9024003997802]
[{"$f":"INDEX(Seas_Ar,C22063)","v":"Sum"},{"$f":"INDEX(WDWE_Ar,D22063)","v":"WD"},12,3,2,null,2.355,1.5295917123794713,19.560420175867002,12.9024003997802]
[{"$f":"INDEX(Seas_Ar,C22064)","v":"Sum"},{"$f":"INDEX(WDWE_Ar,D22064)","v":"WD"},12,3,3,null,0.21999999999999997,3.6710201097107313E-2,18.391590084586099,12.9024003997802]
[{"$f":"INDEX(Seas_Ar,C22065)","v":"Sum"},{"$f":"INDEX(WDWE_Ar,D22065)","v":"WD"},12,3,4,null,2.5000000000000001E-2,5.5065301645660966E-2,14.515469920306201,12.9024003997802]
[{"$f":"INDEX(Seas_Ar,C22066)","v":"Sum"},{"$f":"INDEX(WDWE_Ar,D22066)","v":"WD"},12,3,5,null,1.4999999999999999E-2,7.3420402194214626E-2,14.515469920306201,12.9024003997802]
[{"$f":"INDEX(Seas_Ar,C22067)","v":"Sum"},{"$f":"INDEX(WDWE_Ar,D22067)","v":"WD"},12,3,6,null,0.41000000000000003,3.6710201097107313E-2,21.9879905120229,12.9024003997802]
[{"$f":"INDEX(Seas_Ar,C22068)","v":"Sum"},{"$f":"INDEX(WDWE_Ar,D22068)","v":"WD"},12,3,7,null,1.2100000000000002,3.6710201097107313E-2,19.560420175867002,10.0800001621246]
[{"$f":"INDEX(Seas_Ar,C22069)","v":"Sum"},{"$f":"INDEX(WDWE_Ar,D22069)","v":"WD"},12,3,8,null,3.66,3.6710201097107313E-2,39.230730962891499,10.0800001621246]
[{"$f":"INDEX(Seas_Ar,C22070)","v":"Sum"},{"$f":"INDEX(WDWE_Ar,D22070)","v":"WD"},12,3,9,null,1.5499999999999998,3.6710201097107313E-2,24.495480772991101,10.0800001621246]
[{"$f":"INDEX(Seas_Ar,C22071)","v":"Sum"},{"$f":"INDEX(WDWE_Ar,D22071)","v":"WD"},12,3,10,null,0.86499999999999999,2.6370161121422089,24.455519857864299,10.0800001621246]
[{"$f":"INDEX(Seas_Ar,C22072)","v":"Sum"},{"$f":"INDEX(WDWE_Ar,D22072)","v":"WD"},12,3,11,null,0.03,11.686080682579162,19.560420175867002,10.0800001621246]
[{"$f":"INDEX(Seas_Ar,C22073)","v":"Sum"},{"$f":"INDEX(WDWE_Ar,D22073)","v":"WD"},12,3,12,null,0.42500000000000004,14.635133504046783,23.016961211242599,10.0800001621246]
[{"$f":"INDEX(Seas_Ar,C22074)","v":"Sum"},{"$f":"INDEX(WDWE_Ar,D22074)","v":"WD"},12,3,13,null,0.5,20.594422815477202,19.560420175867002,10.0800001621246]
[{"$f":"INDEX(Seas_Ar,C22075)","v":"Sum"},{"$f":"INDEX(WDWE_Ar,D22075)","v":"WD"},12,3,14,null,0.33500000000000002,14.029415185944512,19.560420175867002,10.0800001621246]
[{"$f":"INDEX(Seas_Ar,C22076)","v":"Sum"},{"$f":"INDEX(WDWE_Ar,D22076)","v":"WD"},12,3,15,null,7.0000000000000007E-2,19.529826983661092,15.194790233931499,10.0800001621246]
[{"$f":"INDEX(Seas_Ar,C22077)","v":"Sum"},{"$f":"INDEX(WDWE_Ar,D22077)","v":"WD"},12,3,16,null,0.05,27.342981450495429,19.560420175867002,10.0800001621246]
[{"$f":"INDEX(Seas_Ar,C22078)","v":"Sum"},{"$f":"INDEX(WDWE_Ar,D22078)","v":"WD"},12,3,17,null,2.0449999999999999,27.777385496811203,19.560420175867002,10.0800001621246]
[{"$f":"INDEX(Seas_Ar,C22079)","v":"Sum"},{"$f":"INDEX(WDWE_Ar,D22079)","v":"WD"},12,3,18,null,1.9,28.866454796025383,24.455519857864299,10.0800001621246]
[{"$f":"INDEX(Seas_Ar,C22080)","v":"Sum"},{"$f":"INDEX(WDWE_Ar,D22080)","v":"WD"},12,3,19,null,3.125,28.529944619301897,24.455519857864299,10.0800001621246]
[{"$f":"INDEX(Seas_Ar,C22081)","v":"Sum"},{"$f":"INDEX(WDWE_Ar,D22081)","v":"WD"},12,3,20,null,1.0150000000000001,28.615601755195154,23.016961211242599,10.0800001621246]
[{"$f":"INDEX(Seas_Ar,C22082)","v":"Sum"},{"$f":"INDEX(WDWE_Ar,D22082)","v":"WD"},12,3,21,null,0.59,37.383221450554281,23.016961211242599,10.231199780035]
[{"$f":"INDEX(Seas_Ar,C22083)","v":"Sum"},{"$f":"INDEX(WDWE_Ar,D22083)","v":"WD"},12,3,22,null,0.91500000000000004,37.181315344520186,25.894080409927302,10.231199780035]
[{"$f":"INDEX(Seas_Ar,C22084)","v":"Sum"},{"$f":"INDEX(WDWE_Ar,D22084)","v":"WD"},12,3,23,null,0.31,11.104835831874961,19.560420175867002,10.0800001621246]
[{"$f":"INDEX(Seas_Ar,C22085)","v":"Sum"},{"$f":"INDEX(WDWE_Ar,D22085)","v":"WD"},12,3,24,null,0.22500000000000001,2.8022120170791918,11.1788097248697,10.0800001621246]
[{"$f":"INDEX(Seas_Ar,C22086)","v":"Sum"},{"$f":"INDEX(WDWE_Ar,D22086)","v":"WD"},12,4,1,null,2.35,3.6710201097107313E-2,9.9900001287460292,10.0800001621246]
[{"$f":"INDEX(Seas_Ar,C22087)","v":"Sum"},{"$f":"INDEX(WDWE_Ar,D22087)","v":"WD"},12,4,2,null,1.845,4.8946934796143086E-2,9.9900001287460292,10.0800001621246]
[{"$f":"INDEX(Seas_Ar,C22088)","v":"Sum"},{"$f":"INDEX(WDWE_Ar,D22088)","v":"WD"},12,4,3,null,0.52,4.8946934796143086E-2,9.9900001287460292,10.0800001621246]
[{"$f":"INDEX(Seas_Ar,C22089)","v":"Sum"},{"$f":"INDEX(WDWE_Ar,D22089)","v":"WD"},12,4,4,null,2.8149999999999999,4.8946934796143086E-2,9.9900001287460292,10.0800001621246]
[{"$f":"INDEX(Seas_Ar,C22090)","v":"Sum"},{"$f":"INDEX(WDWE_Ar,D22090)","v":"WD"},12,4,5,null,1.19,3.6710201097107313E-2,9.9900001287460292,10.0800001621246]
[{"$f":"INDEX(Seas_Ar,C22091)","v":"Sum"},{"$f":"INDEX(WDWE_Ar,D22091)","v":"WD"},12,4,6,null,1.7050000000000001,8.56571358932504E-2,9.9900001287460292,10.0800001621246]
[{"$f":"INDEX(Seas_Ar,C22092)","v":"Sum"},{"$f":"INDEX(WDWE_Ar,D22092)","v":"WD"},12,4,7,null,10.190000000000001,2.3005059354187249,21.388590123209902,10.0800001621246]
[{"$f":"INDEX(Seas_Ar,C22093)","v":"Sum"},{"$f":"INDEX(WDWE_Ar,D22093)","v":"WD"},12,4,8,null,33.010000000000005,3.3589834003853194,21.388590123209902,10.0800001621246]
[{"$f":"INDEX(Seas_Ar,C22094)","v":"Sum"},{"$f":"INDEX(WDWE_Ar,D22094)","v":"WD"},12,4,9,null,15.905000000000001,13.497117270036455,26.2736995764255,10.0800001621246]
[{"$f":"INDEX(Seas_Ar,C22095)","v":"Sum"},{"$f":"INDEX(WDWE_Ar,D22095)","v":"WD"},12,4,10,null,125.30500000000001,27.648899792971324,21.388590123209902,10.0800001621246]
[{"$f":"INDEX(Seas_Ar,C22096)","v":"Sum"},{"$f":"INDEX(WDWE_Ar,D22096)","v":"WD"},12,4,11,null,77.37,28.95823029876815,21.388590123209902,10.0800001621246]
[{"$f":"INDEX(Seas_Ar,C22097)","v":"Sum"},{"$f":"INDEX(WDWE_Ar,D22097)","v":"WD"},12,4,12,null,11.58,18.532533187189674,21.388590123209902,10.0800001621246]
[{"$f":"INDEX(Seas_Ar,C22098)","v":"Sum"},{"$f":"INDEX(WDWE_Ar,D22098)","v":"WD"},12,4,13,null,92.515000000000001,20.576067714928651,21.388590123209902,10.0800001621246]
[{"$f":"INDEX(Seas_Ar,C22099)","v":"Sum"},{"$f":"INDEX(WDWE_Ar,D22099)","v":"WD"},12,4,14,null,51.33,21.120602364535738,21.388590123209902,10.0800001621246]
[{"$f":"INDEX(Seas_Ar,C22100)","v":"Sum"},{"$f":"INDEX(WDWE_Ar,D22100)","v":"WD"},12,4,15,null,13.945,24.448993930673467,13.466519716243701,10.0800001621246]
[{"$f":"INDEX(Seas_Ar,C22101)","v":"Sum"},{"$f":"INDEX(WDWE_Ar,D22101)","v":"WD"},12,4,16,null,11.7,13.766325411415243,25.164810857834802,10.0800001621246]
[{"$f":"INDEX(Seas_Ar,C22102)","v":"Sum"},{"$f":"INDEX(WDWE_Ar,D22102)","v":"WD"},12,4,17,null,16.234999999999999,30.567360780191358,21.388590123209902,10.0800001621246]
[{"$f":"INDEX(Seas_Ar,C22103)","v":"Sum"},{"$f":"INDEX(WDWE_Ar,D22103)","v":"WD"},12,4,18,null,15.275,38.380515247025691,26.2736995764255,10.0800001621246]
[{"$f":"INDEX(Seas_Ar,C22104)","v":"Sum"},{"$f":"INDEX(WDWE_Ar,D22104)","v":"WD"},12,4,19,null,13.83,43.073302620605915,26.2736995764255,10.0800001621246]
[{"$f":"INDEX(Seas_Ar,C22105)","v":"Sum"},{"$f":"INDEX(WDWE_Ar,D22105)","v":"WD"},12,4,20,null,15.829999999999998,49.320155173963677,26.2736995764255,10.0800001621246]
[{"$f":"INDEX(Seas_Ar,C22106)","v":"Sum"},{"$f":"INDEX(WDWE_Ar,D22106)","v":"WD"},12,4,21,null,19.475000000000001,50.537710177017729,26.2736995764255,10.0800001621246]
[{"$f":"INDEX(Seas_Ar,C22107)","v":"Sum"},{"$f":"INDEX(WDWE_Ar,D22107)","v":"WD"},12,4,22,null,21.085000000000001,65.007647776127527,26.2736995764255,10.0800001621246]
[{"$f":"INDEX(Seas_Ar,C22108)","v":"Sum"},{"$f":"INDEX(WDWE_Ar,D22108)","v":"WD"},12,4,23,null,18.47,19.003647434602556,26.2736995764255,10.0800001621246]
[{"$f":"INDEX(Seas_Ar,C22109)","v":"Sum"},{"$f":"INDEX(WDWE_Ar,D22109)","v":"WD"},12,4,24,null,13.895,0.16519590493698291,26.2736995764255,10.0800001621246]
[{"$f":"INDEX(Seas_Ar,C22110)","v":"Sum"},{"$f":"INDEX(WDWE_Ar,D22110)","v":"WD"},12,5,1,null,18.844999999999999,0.12848570383987559,11.718269693713101,10.0800001621246]
[{"$f":"INDEX(Seas_Ar,C22111)","v":"Sum"},{"$f":"INDEX(WDWE_Ar,D22111)","v":"WD"},12,5,2,null,18.450000000000003,3.6710201097107313E-2,11.718269693713101,10.0800001621246]
[{"$f":"INDEX(Seas_Ar,C22112)","v":"Sum"},{"$f":"INDEX(WDWE_Ar,D22112)","v":"WD"},12,5,3,null,9.1850000000000005,3.6710201097107313E-2,11.718269693713101,10.0800001621246]
[{"$f":"INDEX(Seas_Ar,C22113)","v":"Sum"},{"$f":"INDEX(WDWE_Ar,D22113)","v":"WD"},12,5,4,null,7.7349999999999994,1.4194611090881493,9.9900001287460292,10.0800001621246]
[{"$f":"INDEX(Seas_Ar,C22114)","v":"Sum"},{"$f":"INDEX(WDWE_Ar,D22114)","v":"WD"},12,5,5,null,9.375,0.71584892139359257,9.9900001287460292,10.0800001621246]
[{"$f":"INDEX(Seas_Ar,C22115)","v":"Sum"},{"$f":"INDEX(WDWE_Ar,D22115)","v":"WD"},12,5,6,null,13.574999999999999,5.8981056429352421,13.936049989056499,10.0800001621246]
[{"$f":"INDEX(Seas_Ar,C22116)","v":"Sum"},{"$f":"INDEX(WDWE_Ar,D22116)","v":"WD"},12,5,7,null,19.079999999999998,6.5466525289841373,18.581400620555801,10.0800001621246]
[{"$f":"INDEX(Seas_Ar,C22117)","v":"Sum"},{"$f":"INDEX(WDWE_Ar,D22117)","v":"WD"},12,5,8,null,25.274999999999999,35.229556319523986,24.345631152148201,10.0800001621246]
[{"$f":"INDEX(Seas_Ar,C22118)","v":"Sum"},{"$f":"INDEX(WDWE_Ar,D22118)","v":"WD"},12,5,9,null,89.275000000000006,44.511118830242616,26.463510112395198,10.0800001621246]
[{"$f":"INDEX(Seas_Ar,C22119)","v":"Sum"},{"$f":"INDEX(WDWE_Ar,D22119)","v":"WD"},12,5,10,null,97.89500000000001,53.205318123407537,18.581400620555801,10.0800001621246]
[{"$f":"INDEX(Seas_Ar,C22120)","v":"Sum"},{"$f":"INDEX(WDWE_Ar,D22120)","v":"WD"},12,5,11,null,112.05000000000001,58.791387057017367,18.581400620555801,10.0800001621246]
[{"$f":"INDEX(Seas_Ar,C22121)","v":"Sum"},{"$f":"INDEX(WDWE_Ar,D22121)","v":"WD"},12,5,12,null,113.41,39.573596782681676,18.581400620555801,10.0800001621246]
[{"$f":"INDEX(Seas_Ar,C22122)","v":"Sum"},{"$f":"INDEX(WDWE_Ar,D22122)","v":"WD"},12,5,13,null,83.454999999999998,28.132250774083239,18.581400620555801,10.0800001621246]
[{"$f":"INDEX(Seas_Ar,C22123)","v":"Sum"},{"$f":"INDEX(WDWE_Ar,D22123)","v":"WD"},12,5,14,null,80.974999999999994,32.464054503541902,18.581400620555801,10.0800001621246]
[{"$f":"INDEX(Seas_Ar,C22124)","v":"Sum"},{"$f":"INDEX(WDWE_Ar,D22124)","v":"WD"},12,5,15,null,163.95,48.775620524356583,11.1788097248697,10.0800001621246]
[{"$f":"INDEX(Seas_Ar,C22125)","v":"Sum"},{"$f":"INDEX(WDWE_Ar,D22125)","v":"WD"},12,5,16,null,74.78,50.427579573726412,18.581400620555801,10.0800001621246]
[{"$f":"INDEX(Seas_Ar,C22126)","v":"Sum"},{"$f":"INDEX(WDWE_Ar,D22126)","v":"WD"},12,5,17,null,75.02,55.805624034452642,21.128849891209502,10.231199780035]
[{"$f":"INDEX(Seas_Ar,C22127)","v":"Sum"},{"$f":"INDEX(WDWE_Ar,D22127)","v":"WD"},12,5,18,null,54.275000000000006,67.767031225260098,21.858119443302101,10.231199780035]
[{"$f":"INDEX(Seas_Ar,C22128)","v":"Sum"},{"$f":"INDEX(WDWE_Ar,D22128)","v":"WD"},12,5,19,null,39.620000000000005,67.718084290463963,22.117859675302402,10.231199780035]
[{"$f":"INDEX(Seas_Ar,C22129)","v":"Sum"},{"$f":"INDEX(WDWE_Ar,D22129)","v":"WD"},12,5,20,null,30.305,69.467937209426069,22.117859675302402,10.755360249891201]
[{"$f":"INDEX(Seas_Ar,C22130)","v":"Sum"},{"$f":"INDEX(WDWE_Ar,D22130)","v":"WD"},12,5,21,null,35.44,68.996822962013198,24.285689779458,11.8540804213714]
[{"$f":"INDEX(Seas_Ar,C22131)","v":"Sum"},{"$f":"INDEX(WDWE_Ar,D22131)","v":"WD"},12,5,22,null,30.5,62.248264326994963,26.463510112395198,10.231199780035]
[{"$f":"INDEX(Seas_Ar,C22132)","v":"Sum"},{"$f":"INDEX(WDWE_Ar,D22132)","v":"WD"},12,5,23,null,22.045000000000002,36.649017428612133,21.128849891209502,10.231199780035]
[{"$f":"INDEX(Seas_Ar,C22133)","v":"Sum"},{"$f":"INDEX(WDWE_Ar,D22133)","v":"WD"},12,5,24,null,26.1,43.532180134319759,9.9900001287460292,10.231199780035]
[{"$f":"INDEX(Seas_Ar,C22134)","v":"Sum"},{"$f":"INDEX(WDWE_Ar,D22134)","v":"WE"},12,6,1,null,30.9,18.538651554039195,4.1957998635292002,27.941759757270798]
[{"$f":"INDEX(Seas_Ar,C22135)","v":"Sum"},{"$f":"INDEX(WDWE_Ar,D22135)","v":"WE"},12,6,2,null,23.58,6.5466525289841373,2.9470500856161101,27.941759757270798]
[{"$f":"INDEX(Seas_Ar,C22136)","v":"Sum"},{"$f":"INDEX(WDWE_Ar,D22136)","v":"WE"},12,6,3,null,11.164999999999999,9.2509706764710433,2.9470500856161101,27.941759757270798]
[{"$f":"INDEX(Seas_Ar,C22137)","v":"Sum"},{"$f":"INDEX(WDWE_Ar,D22137)","v":"WE"},12,6,4,null,11.934999999999999,9.1653135405777935,2.9470500856161101,27.941759757270798]
[{"$f":"INDEX(Seas_Ar,C22138)","v":"Sum"},{"$f":"INDEX(WDWE_Ar,D22138)","v":"WE"},12,6,5,null,8.3350000000000009,26.663842730198944,2.76723001660823,27.941759757270798]
[{"$f":"INDEX(Seas_Ar,C22139)","v":"Sum"},{"$f":"INDEX(WDWE_Ar,D22139)","v":"WE"},12,6,6,null,7.34,35.725144034334932,2.9470500856161101,27.941759757270798]
[{"$f":"INDEX(Seas_Ar,C22140)","v":"Sum"},{"$f":"INDEX(WDWE_Ar,D22140)","v":"WE"},12,6,7,null,3.51,38.258147910035341,2.76723001660823,10.0800001621246]
[{"$f":"INDEX(Seas_Ar,C22141)","v":"Sum"},{"$f":"INDEX(WDWE_Ar,D22141)","v":"WE"},12,6,8,null,6.7949999999999999,44.082833150776366,3.8261699730920702,10.0800001621246]
[{"$f":"INDEX(Seas_Ar,C22142)","v":"Sum"},{"$f":"INDEX(WDWE_Ar,D22142)","v":"WE"},12,6,9,null,11.775,46.291563583452323,3.8261699730920702,10.0800001621246]
[{"$f":"INDEX(Seas_Ar,C22143)","v":"Sum"},{"$f":"INDEX(WDWE_Ar,D22143)","v":"WE"},12,6,10,null,19.89,43.146723022800124,3.8261699730920702,10.0800001621246]
[{"$f":"INDEX(Seas_Ar,C22144)","v":"Sum"},{"$f":"INDEX(WDWE_Ar,D22144)","v":"WE"},12,6,11,null,22.27,41.34792316904187,3.5864099604749602,10.0800001621246]
[{"$f":"INDEX(Seas_Ar,C22145)","v":"Sum"},{"$f":"INDEX(WDWE_Ar,D22145)","v":"WE"},12,6,12,null,22.509999999999998,31.381103571177235,3.8261699730920702,10.0800001621246]
[{"$f":"INDEX(Seas_Ar,C22146)","v":"Sum"},{"$f":"INDEX(WDWE_Ar,D22146)","v":"WE"},12,6,13,null,21.87,30.506177111696179,3.2567400324440001,10.0800001621246]
[{"$f":"INDEX(Seas_Ar,C22147)","v":"Sum"},{"$f":"INDEX(WDWE_Ar,D22147)","v":"WE"},12,6,14,null,19.835000000000001,22.876573650347375,2.76723001660823,10.0800001621246]
[{"$f":"INDEX(Seas_Ar,C22148)","v":"Sum"},{"$f":"INDEX(WDWE_Ar,D22148)","v":"WE"},12,6,15,null,20,22.876573650347375,3.2567400324440001,10.0800001621246]
[{"$f":"INDEX(Seas_Ar,C22149)","v":"Sum"},{"$f":"INDEX(WDWE_Ar,D22149)","v":"WE"},12,6,16,null,22.08,30.102364899628,3.2567400324440001,10.0800001621246]
[{"$f":"INDEX(Seas_Ar,C22150)","v":"Sum"},{"$f":"INDEX(WDWE_Ar,D22150)","v":"WE"},12,6,17,null,10.844999999999999,32.06024229147372,3.8261699730920702,10.0800001621246]
[{"$f":"INDEX(Seas_Ar,C22151)","v":"Sum"},{"$f":"INDEX(WDWE_Ar,D22151)","v":"WE"},12,6,18,null,17.265000000000001,35.725144034334932,3.8261699730920702,10.0800001621246]
[{"$f":"INDEX(Seas_Ar,C22152)","v":"Sum"},{"$f":"INDEX(WDWE_Ar,D22152)","v":"WE"},12,6,19,null,9.09,48.292269543244672,3.8261699730920702,10.0800001621246]
[{"$f":"INDEX(Seas_Ar,C22153)","v":"Sum"},{"$f":"INDEX(WDWE_Ar,D22153)","v":"WE"},12,6,20,null,1.9949999999999999,29.759736356054997,4.0159800327014903,10.0800001621246]
[{"$f":"INDEX(Seas_Ar,C22154)","v":"Sum"},{"$f":"INDEX(WDWE_Ar,D22154)","v":"WE"},12,6,21,null,0.03,28.554418086699972,4.0159800327014903,10.0800001621246]
[{"$f":"INDEX(Seas_Ar,C22155)","v":"Sum"},{"$f":"INDEX(WDWE_Ar,D22155)","v":"WE"},12,6,22,null,4.3949999999999996,28.560536453549489,4.0159800327014903,10.0800001621246]
[{"$f":"INDEX(Seas_Ar,C22156)","v":"Sum"},{"$f":"INDEX(WDWE_Ar,D22156)","v":"WE"},12,6,23,null,17.035,29.331450676588741,4.0159800327014903,10.0800001621246]
[{"$f":"INDEX(Seas_Ar,C22157)","v":"Sum"},{"$f":"INDEX(WDWE_Ar,D22157)","v":"WE"},12,6,24,null,11.285,37.560654089190301,3.8261699730920702,10.0800001621246]
[{"$f":"INDEX(Seas_Ar,C22158)","v":"Sum"},{"$f":"INDEX(WDWE_Ar,D22158)","v":"WE"},12,7,1,null,6.2750000000000004,33.467466666862833,3.9660300796937902,10.0800001621246]
[{"$f":"INDEX(Seas_Ar,C22159)","v":"Sum"},{"$f":"INDEX(WDWE_Ar,D22159)","v":"WE"},12,7,2,null,2.395,19.578773918457234,3.9660300796937902,10.0800001621246]
[{"$f":"INDEX(Seas_Ar,C22160)","v":"Sum"},{"$f":"INDEX(WDWE_Ar,D22160)","v":"WE"},12,7,3,null,0.01,25.440169360295368,3.9660300796937902,10.0800001621246]
[{"$f":"INDEX(Seas_Ar,C22161)","v":"Sum"},{"$f":"INDEX(WDWE_Ar,D22161)","v":"WE"},12,7,4,null,0.01,9.2203788422234538,3.9660300796937902,10.0800001621246]
[{"$f":"INDEX(Seas_Ar,C22162)","v":"Sum"},{"$f":"INDEX(WDWE_Ar,D22162)","v":"WE"},12,7,5,null,0.01,10.015766532660779,3.9660300796937902,10.0800001621246]
[{"$f":"INDEX(Seas_Ar,C22163)","v":"Sum"},{"$f":"INDEX(WDWE_Ar,D22163)","v":"WE"},12,7,6,null,1.4999999999999999E-2,10.988586861734124,3.9660300796937902,10.0800001621246]
[{"$f":"INDEX(Seas_Ar,C22164)","v":"Sum"},{"$f":"INDEX(WDWE_Ar,D22164)","v":"WE"},12,7,7,null,0.04,7.9844687386208415,3.9660300796937902,10.0800001621246]
[{"$f":"INDEX(Seas_Ar,C22165)","v":"Sum"},{"$f":"INDEX(WDWE_Ar,D22165)","v":"WE"},12,7,8,null,0.44,6.815860670362925,3.9660300796937902,1.0079999936819E-2]
[{"$f":"INDEX(Seas_Ar,C22166)","v":"Sum"},{"$f":"INDEX(WDWE_Ar,D22166)","v":"WE"},12,7,9,null,3.5949999999999998,12.854688750837076,4.0958999575138,1.0079999936819E-2]
[{"$f":"INDEX(Seas_Ar,C22167)","v":"Sum"},{"$f":"INDEX(WDWE_Ar,D22167)","v":"WE"},12,7,10,null,11.02,16.397223156707934,3.30668998545169,1.0079999936819E-2]
[{"$f":"INDEX(Seas_Ar,C22168)","v":"Sum"},{"$f":"INDEX(WDWE_Ar,D22168)","v":"WE"},12,7,11,null,10.48,23.616896039139039,3.9660300796937902,1.0079999936819E-2]
[{"$f":"INDEX(Seas_Ar,C22169)","v":"Sum"},{"$f":"INDEX(WDWE_Ar,D22169)","v":"WE"},12,7,12,null,8.7850000000000001,15.815978306003736,3.9660300796937902,1.0079999936819E-2]
[{"$f":"INDEX(Seas_Ar,C22170)","v":"Sum"},{"$f":"INDEX(WDWE_Ar,D22170)","v":"WE"},12,7,13,null,7.0049999999999999,22.83374508240075,4.0958999575138,1.0079999936819E-2]
[{"$f":"INDEX(Seas_Ar,C22171)","v":"Sum"},{"$f":"INDEX(WDWE_Ar,D22171)","v":"WE"},12,7,14,null,3.29,35.725144034334932,4.0958999575138,1.0079999936819E-2]
[{"$f":"INDEX(Seas_Ar,C22172)","v":"Sum"},{"$f":"INDEX(WDWE_Ar,D22172)","v":"WE"},12,7,15,null,4.5999999999999996,42.920343449367969,4.0958999575138,1.0079999936819E-2]
[{"$f":"INDEX(Seas_Ar,C22173)","v":"Sum"},{"$f":"INDEX(WDWE_Ar,D22173)","v":"WE"},12,7,16,null,7.29,46.768796197714714,4.0958999575138,10.0800001621246]
[{"$f":"INDEX(Seas_Ar,C22174)","v":"Sum"},{"$f":"INDEX(WDWE_Ar,D22174)","v":"WE"},12,7,17,null,10.64,49.619955149590048,6.00399030602932,10.0800001621246]
[{"$f":"INDEX(Seas_Ar,C22175)","v":"Sum"},{"$f":"INDEX(WDWE_Ar,D22175)","v":"WE"},12,7,18,null,10.365,81.472172968180161,6.00399030602932,10.0800001621246]
[{"$f":"INDEX(Seas_Ar,C22176)","v":"Sum"},{"$f":"INDEX(WDWE_Ar,D22176)","v":"WE"},12,7,19,null,11.045,50.323567337284608,7.81218027216911,10.0800001621246]
[{"$f":"INDEX(Seas_Ar,C22177)","v":"Sum"},{"$f":"INDEX(WDWE_Ar,D22177)","v":"WE"},12,7,20,null,11.39,34.073184984965103,7.81218027216911,10.0800001621246]
[{"$f":"INDEX(Seas_Ar,C22178)","v":"Sum"},{"$f":"INDEX(WDWE_Ar,D22178)","v":"WE"},12,7,21,null,7.3449999999999998,36.801976599850079,5.1048901991701099,10.0800001621246]
[{"$f":"INDEX(Seas_Ar,C22179)","v":"Sum"},{"$f":"INDEX(WDWE_Ar,D22179)","v":"WE"},12,7,22,null,19.774999999999999,31.570772943512292,6.00399030602932,10.0800001621246]
[{"$f":"INDEX(Seas_Ar,C22180)","v":"Sum"},{"$f":"INDEX(WDWE_Ar,D22180)","v":"WE"},12,7,23,null,11.25,33.797858476736799,6.00399030602932,10.0800001621246]
[{"$f":"INDEX(Seas_Ar,C22181)","v":"Sum"},{"$f":"INDEX(WDWE_Ar,D22181)","v":"WE"},12,7,24,null,12.325000000000001,24.491822498620095,6.00399030602932,10.0800001621246]
["B B B B B B","B B B B B B","B B B B B B","B B B B B B","B B B B B B","B B B B B B","B B B B B B","B B B B B B","B B B B B B","B B B B B B","R"]

{"sheet":"Calc","index":4,"n_rows":22183,"n_cols":20,"rows_kept":4500,"cut":true,"hidden":false,"merged":[],"bounds":{"rows_first":2000,"rows_last":500,"rows_between":2000,"halvings":0}}
["This tab has the hourly projection of electricity and gas prices, and the evaluation of whether gas or electricity is least-cost operation for different time periods"]
["Num of hours in sample",null,null,{"$f":"COUNT(Prof_Ar)","v":22176},"Electricity costs  ($/MWh)",null,null,null,{"$f":"Other_fuel&\" costs ($/GJ)\"","v":"Gas costs ($/GJ)"},null,"Useful ($/MWh_use)",null,"Compare"]
["Price scenario offset:",{"$f":"_xlfn.XMATCH(Sc_EPrice_Shp,ePrice!$F$3:$K$3)","v":3},"Price factor:",{"$f":"Ctrl!$B$27/INDEX(ePrice!$F$4:$K$4,P_Off)","v":0.96165627319742586},null,"Network",null,null,null,null,{"$f":"LEFT(K4,1)","v":"E"},{"$f":"LEFT(L4,1)","v":"G"},"Least cost option for different decision timeframes",null,null,null,"Daily gas totals"]
["mth","wkdy","hr","Demand profile","Wholesale","Nwk variable","Nwk CPD","Nwk Tot.","Wholesale","Network","Electricity",{"$f":"Other_fuel","v":"Gas"},"Hourly","Daily","Weekly","|","Hourly","Daily","Weekly"]
[1,1,1,{"$f":"INDEX(Assump!$C$30:$N$30,$A5)*INDEX(Assump!$C$56:$FN$56,($B5-1)*Hrs_in_dy+$C5)","v":0.64047833533817744},{"$f":"INDEX(ePrice!$F6:$K6,P_Off)*EPrice_Fac","v":135.7640857207744},{"$f":"Nwk_Elec_Var","v":15.55141824553718},null,{"$f":"SUM($F5:$G5)","v":15.55141824553718},{"$f":"IF(Other_fuel=\"Gas\",\nCHOOSE(Gas_price_option,Other_fuel_price_wholesale_flex,Gas_elec_m*$E5+Gas_elec_c),\nOther_fuel_price_wholesale_flex)","v":13.478988304093566},{"$f":"IF(Other_fuel=\"Gas\",Nwk_Gas_Var,0)","v":1.7448509999999999},{"$f":"SUM(E5,H5)/COP_Elec","v":152.84394340031474},{"$f":"SUM(I5:J5)*GJ_MWh/COP_Other","v":73.074428659649115},{"$f":"IF(K5<L5,ID_E,ID_O)","v":"G"},{"$f":"IF($C5=1,IF(SUM($D5:$D28)=0,\".\",IF(SUMPRODUCT($K5:$K28,$D5:$D28)<SUMPRODUCT($L5:$L28,$D5:$D28),ID_E,ID_O)),N4)","v":"G"},{"$f":"IF(SUM($B5:$C5)=2,IF(SUMPRODUCT($K5:$K172,$D5:$D172)<SUMPRODUCT($L5:$L172,$D5:$D172),ID_E,ID_O),O4)","v":"G"},"|",{"$f":"IF($C5=1,SUMIFS($D5:$D28,M5:M28,ID_O),\".\")","v":15.371480048116251},{"$f":"IF($C5=1,SUMIFS($D5:$D28,N5:N28,ID_O),\".\")","v":15.371480048116251},{"$f":"IF($C5=1,SUMIFS($D5:$D28,O5:O28,ID_O),\".\")","v":15.371480048116251}]
[1,1,2,{"$f":"INDEX(Assump!$C$30:$N$30,$A6)*INDEX(Assump!$C$56:$FN$56,($B6-1)*Hrs_in_dy+$C6)","v":0.64047833533817744},{"$f":"INDEX(ePrice!$F7:$K7,P_Off)*EPrice_Fac","v":128.88410787871527},15.55141824553718,null,{"$f":"SUM($F6:$G6)","v":15.55141824553718},13.478988304093566,1.7448509999999999,{"$f":"SUM(E6,H6)/COP_Elec","v":145.89447083257824},{"$f":"SUM(I6:J6)*GJ_MWh/COP_Other","v":73.074428659649115},"G","G","G","|",".",".","."]
[1,1,3,{"$f":"INDEX(Assump!$C$30:$N$30,$A7)*INDEX(Assump!$C$56:$FN$56,($B7-1)*Hrs_in_dy+$C7)","v":0.64047833533817744},{"$f":"INDEX(ePrice!$F8:$K8,P_Off)*EPrice_Fac","v":116.43086176707291},15.55141824553718,null,15.55141824553718,13.478988304093566,1.7448509999999999,133.31543435617181,73.074428659649115,"G","G","G","|",".",".","."]
[1,1,4,{"$f":"INDEX(Assump!$C$30:$N$30,$A8)*INDEX(Assump!$C$56:$FN$56,($B8-1)*Hrs_in_dy+$C8)","v":0.64047833533817744},{"$f":"INDEX(ePrice!$F9:$K9,P_Off)*EPrice_Fac","v":103.91076074707134},15.55141824553718,null,15.55141824553718,13.478988304093566,1.7448509999999999,120.66886766930153,73.074428659649115,"G","G","G","|",".",".","."]
[1,1,5,{"$f":"INDEX(Assump!$C$30:$N$30,$A9)*INDEX(Assump!$C$56:$FN$56,($B9-1)*Hrs_in_dy+$C9)","v":0.64047833533817744},{"$f":"INDEX(ePrice!$F10:$K10,P_Off)*EPrice_Fac","v":107.84304490238252},15.55141824553718,null,15.55141824553718,13.478988304093566,1.7448509999999999,124.64087186658556,73.074428659649115,"G","G","G","|",".",".","."]
[1,1,6,{"$f":"INDEX(Assump!$C$30:$N$30,$A10)*INDEX(Assump!$C$56:$FN$56,($B10-1)*Hrs_in_dy+$C10)","v":0.64047833533817744},{"$f":"INDEX(ePrice!$F11:$K11,P_Off)*EPrice_Fac","v":119.0564363499082},15.55141824553718,null,15.55141824553718,13.478988304093566,1.7448509999999999,135.96752989438929,73.074428659649115,"G","G","G","|",".",".","."]
[1,1,7,{"$f":"INDEX(Assump!$C$30:$N$30,$A11)*INDEX(Assump!$C$56:$FN$56,($B11-1)*Hrs_in_dy+$C11)","v":0.64047833533817744},{"$f":"INDEX(ePrice!$F12:$K12,P_Off)*EPrice_Fac","v":144.74695431667843},15.55141824553718,null,15.55141824553718,13.478988304093566,1.7448509999999999,161.91754804264204,73.074428659649115,"G","G","G","|",".",".","."]
[1,1,8,{"$f":"INDEX(Assump!$C$30:$N$30,$A12)*INDEX(Assump!$C$56:$FN$56,($B12-1)*Hrs_in_dy+$C12)","v":0.64047833533817744},{"$f":"INDEX(ePrice!$F13:$K13,P_Off)*EPrice_Fac","v":153.3226157434853},15.55141824553718,null,15.55141824553718,13.478988304093566,1.7448509999999999,170.57983231214391,73.074428659649115,"G","G","G","|",".",".","."]
[1,1,9,{"$f":"INDEX(Assump!$C$30:$N$30,$A13)*INDEX(Assump!$C$56:$FN$56,($B13-1)*Hrs_in_dy+$C13)","v":0.64047833533817744},{"$f":"INDEX(ePrice!$F14:$K14,P_Off)*EPrice_Fac","v":186.65890413897495},15.55141824553718,null,15.55141824553718,13.478988304093566,1.7448509999999999,204.25285089344661,73.074428659649115,"G","G","G","|",".",".","."]
[1,1,10,{"$f":"INDEX(Assump!$C$30:$N$30,$A14)*INDEX(Assump!$C$56:$FN$56,($B14-1)*Hrs_in_dy+$C14)","v":0.64047833533817744},{"$f":"INDEX(ePrice!$F15:$K15,P_Off)*EPrice_Fac","v":208.19834006853108},15.55141824553718,null,15.55141824553718,13.478988304093566,1.7448509999999999,226.00985688289722,73.074428659649115,"G","G","G","|",".",".","."]
[1,1,11,{"$f":"INDEX(Assump!$C$30:$N$30,$A15)*INDEX(Assump!$C$56:$FN$56,($B15-1)*Hrs_in_dy+$C15)","v":0.64047833533817744},{"$f":"INDEX(ePrice!$F16:$K16,P_Off)*EPrice_Fac","v":219.29625485616356},15.55141824553718,null,15.55141824553718,13.478988304093566,1.7448509999999999,237.21987181989974,73.074428659649115,"G","G","G","|",".",".","."]
[1,1,12,{"$f":"INDEX(Assump!$C$30:$N$30,$A16)*INDEX(Assump!$C$56:$FN$56,($B16-1)*Hrs_in_dy+$C16)","v":0.64047833533817744},{"$f":"INDEX(ePrice!$F17:$K17,P_Off)*EPrice_Fac","v":213.05443750298798},15.55141824553718,null,15.55141824553718,13.478988304093566,1.7448509999999999,230.91500580659107,73.074428659649115,"G","G","G","|",".",".","."]
[1,1,13,{"$f":"INDEX(Assump!$C$30:$N$30,$A17)*INDEX(Assump!$C$56:$FN$56,($B17-1)*Hrs_in_dy+$C17)","v":0.64047833533817744},{"$f":"INDEX(ePrice!$F18:$K18,P_Off)*EPrice_Fac","v":212.5621422687064},15.55141824553718,null,15.55141824553718,13.478988304093566,1.7448509999999999,230.41773789317534,73.074428659649115,"G","G","G","|",".",".","."]
[1,1,14,{"$f":"INDEX(Assump!$C$30:$N$30,$A18)*INDEX(Assump!$C$56:$FN$56,($B18-1)*Hrs_in_dy+$C18)","v":0.64047833533817744},{"$f":"INDEX(ePrice!$F19:$K19,P_Off)*EPrice_Fac","v":227.33099929715485},15.55141824553718,null,15.55141824553718,13.478988304093566,1.7448509999999999,245.33577529564852,73.074428659649115,"G","G","G","|",".",".","."]
[1,1,15,{"$f":"INDEX(Assump!$C$30:$N$30,$A19)*INDEX(Assump!$C$56:$FN$56,($B19-1)*Hrs_in_dy+$C19)","v":0.64047833533817744},{"$f":"INDEX(ePrice!$F20:$K20,P_Off)*EPrice_Fac","v":235.28673339190343},15.55141824553718,null,15.55141824553718,13.478988304093566,1.7448509999999999,253.37187034084909,73.074428659649115,"G","G","G","|",".",".","."]
[1,1,16,{"$f":"INDEX(Assump!$C$30:$N$30,$A20)*INDEX(Assump!$C$56:$FN$56,($B20-1)*Hrs_in_dy+$C20)","v":0.64047833533817744},{"$f":"INDEX(ePrice!$F21:$K21,P_Off)*EPrice_Fac","v":226.73538284086351},15.55141824553718,null,15.55141824553718,13.478988304093566,1.7448509999999999,244.73414251151584,73.074428659649115,"G","G","G","|",".",".","."]
[1,1,17,{"$f":"INDEX(Assump!$C$30:$N$30,$A21)*INDEX(Assump!$C$56:$FN$56,($B21-1)*Hrs_in_dy+$C21)","v":0.64047833533817744},{"$f":"INDEX(ePrice!$F22:$K22,P_Off)*EPrice_Fac","v":200.92331049525833},15.55141824553718,null,15.55141824553718,13.478988304093566,1.7448509999999999,218.66134216241971,73.074428659649115,"G","G","G","|",".",".","."]
[1,1,18,{"$f":"INDEX(Assump!$C$30:$N$30,$A22)*INDEX(Assump!$C$56:$FN$56,($B22-1)*Hrs_in_dy+$C22)","v":0.64047833533817744},{"$f":"INDEX(ePrice!$F23:$K23,P_Off)*EPrice_Fac","v":186.10583171527588},15.55141824553718,null,15.55141824553718,13.478988304093566,1.7448509999999999,203.69419187960915,73.074428659649115,"G","G","G","|",".",".","."]
[1,1,19,{"$f":"INDEX(Assump!$C$30:$N$30,$A23)*INDEX(Assump!$C$56:$FN$56,($B23-1)*Hrs_in_dy+$C23)","v":0.64047833533817744},{"$f":"INDEX(ePrice!$F24:$K24,P_Off)*EPrice_Fac","v":171.2214980269342},15.55141824553718,null,15.55141824553718,13.478988304093566,1.7448509999999999,188.65951138633471,73.074428659649115,"G","G","G","|",".",".","."]
[1,1,20,{"$f":"INDEX(Assump!$C$30:$N$30,$A24)*INDEX(Assump!$C$56:$FN$56,($B24-1)*Hrs_in_dy+$C24)","v":0.64047833533817744},{"$f":"INDEX(ePrice!$F25:$K25,P_Off)*EPrice_Fac","v":143.79275244282391},15.55141824553718,null,15.55141824553718,13.478988304093566,1.7448509999999999,160.9537077660213,73.074428659649115,"G","G","G","|",".",".","."]
[1,1,21,{"$f":"INDEX(Assump!$C$30:$N$30,$A25)*INDEX(Assump!$C$56:$FN$56,($B25-1)*Hrs_in_dy+$C25)","v":0.64047833533817744},{"$f":"INDEX(ePrice!$F26:$K26,P_Off)*EPrice_Fac","v":166.8820067025259},15.55141824553718,null,15.55141824553718,13.478988304093566,1.7448509999999999,184.27618681622533,73.074428659649115,"G","G","G","|",".",".","."]
[1,1,22,{"$f":"INDEX(Assump!$C$30:$N$30,$A26)*INDEX(Assump!$C$56:$FN$56,($B26-1)*Hrs_in_dy+$C26)","v":0.64047833533817744},{"$f":"INDEX(ePrice!$F27:$K27,P_Off)*EPrice_Fac","v":140.92406910231873},15.55141824553718,null,15.55141824553718,13.478988304093566,1.7448509999999999,158.05604782611707,73.074428659649115,"G","G","G","|",".",".","."]
[1,1,23,{"$f":"INDEX(Assump!$C$30:$N$30,$A27)*INDEX(Assump!$C$56:$FN$56,($B27-1)*Hrs_in_dy+$C27)","v":0.64047833533817744},{"$f":"INDEX(ePrice!$F28:$K28,P_Off)*EPrice_Fac","v":151.2926576169414},15.55141824553718,null,15.55141824553718,13.478988304093566,1.7448509999999999,168.52936955805916,73.074428659649115,"G","G","G","|",".",".","."]
[1,1,24,{"$f":"INDEX(Assump!$C$30:$N$30,$A28)*INDEX(Assump!$C$56:$FN$56,($B28-1)*Hrs_in_dy+$C28)","v":0.64047833533817744},{"$f":"INDEX(ePrice!$F29:$K29,P_Off)*EPrice_Fac","v":151.31696849270836},15.55141824553718,null,15.55141824553718,13.478988304093566,1.7448509999999999,168.55392599822781,73.074428659649115,"G","G","G","|",".",".","."]
[1,2,1,{"$f":"INDEX(Assump!$C$30:$N$30,$A29)*INDEX(Assump!$C$56:$FN$56,($B29-1)*Hrs_in_dy+$C29)","v":0.64047833533817744},{"$f":"INDEX(ePrice!$F30:$K30,P_Off)*EPrice_Fac","v":137.33821492668719},15.55141824553718,null,15.55141824553718,13.478988304093566,1.7448509999999999,154.43397290123673,73.074428659649115,"G","G","G","|",15.371480048116251,15.371480048116251,15.371480048116251]
[1,2,2,{"$f":"INDEX(Assump!$C$30:$N$30,$A30)*INDEX(Assump!$C$56:$FN$56,($B30-1)*Hrs_in_dy+$C30)","v":0.64047833533817744},{"$f":"INDEX(ePrice!$F31:$K31,P_Off)*EPrice_Fac","v":111.32557785600433},15.55141824553718,null,15.55141824553718,13.478988304093566,1.7448509999999999,128.15858192074899,73.074428659649115,"G","G","G","|",".",".","."]
[1,2,3,{"$f":"INDEX(Assump!$C$30:$N$30,$A31)*INDEX(Assump!$C$56:$FN$56,($B31-1)*Hrs_in_dy+$C31)","v":0.64047833533817744},{"$f":"INDEX(ePrice!$F32:$K32,P_Off)*EPrice_Fac","v":120.81897484301523},15.55141824553718,null,15.55141824553718,13.478988304093566,1.7448509999999999,137.7478718066186,73.074428659649115,"G","G","G","|",".",".","."]
[1,2,4,{"$f":"INDEX(Assump!$C$30:$N$30,$A32)*INDEX(Assump!$C$56:$FN$56,($B32-1)*Hrs_in_dy+$C32)","v":0.64047833533817744},{"$f":"INDEX(ePrice!$F33:$K33,P_Off)*EPrice_Fac","v":145.03868482588231},15.55141824553718,null,15.55141824553718,13.478988304093566,1.7448509999999999,162.21222532466615,73.074428659649115,"G","G","G","|",".",".","."]
[1,2,5,{"$f":"INDEX(Assump!$C$30:$N$30,$A33)*INDEX(Assump!$C$56:$FN$56,($B33-1)*Hrs_in_dy+$C33)","v":0.64047833533817744},{"$f":"INDEX(ePrice!$F34:$K34,P_Off)*EPrice_Fac","v":124.1738756988603},15.55141824553718,null,15.55141824553718,13.478988304093566,1.7448509999999999,141.13666054989645,73.074428659649115,"G","G","G","|",".",".","."]
[1,2,6,{"$f":"INDEX(Assump!$C$30:$N$30,$A34)*INDEX(Assump!$C$56:$FN$56,($B34-1)*Hrs_in_dy+$C34)","v":0.64047833533817744},{"$f":"INDEX(ePrice!$F35:$K35,P_Off)*EPrice_Fac","v":134.1534902012111},15.55141824553718,null,15.55141824553718,13.478988304093566,1.7448509999999999,151.21707923913968,73.074428659649115,"G","G","G","|",".",".","."]
[1,2,7,{"$f":"INDEX(Assump!$C$30:$N$30,$A35)*INDEX(Assump!$C$56:$FN$56,($B35-1)*Hrs_in_dy+$C35)","v":0.64047833533817744},{"$f":"INDEX(ePrice!$F36:$K36,P_Off)*EPrice_Fac","v":175.36650234520658},15.55141824553718,null,15.55141824553718,13.478988304093566,1.7448509999999999,192.84638443509471,73.074428659649115,"G","G","G","|",".",".","."]
[1,2,8,{"$f":"INDEX(Assump!$C$30:$N$30,$A36)*INDEX(Assump!$C$56:$FN$56,($B36-1)*Hrs_in_dy+$C36)","v":0.64047833533817744},{"$f":"INDEX(ePrice!$F37:$K37,P_Off)*EPrice_Fac","v":165.83056132560344},15.55141824553718,null,15.55141824553718,13.478988304093566,1.7448509999999999,183.21412077892992,73.074428659649115,"G","G","G","|",".",".","."]
[1,2,9,{"$f":"INDEX(Assump!$C$30:$N$30,$A37)*INDEX(Assump!$C$56:$FN$56,($B37-1)*Hrs_in_dy+$C37)","v":0.64047833533817744},{"$f":"INDEX(ePrice!$F38:$K38,P_Off)*EPrice_Fac","v":189.55189835524718},15.55141824553718,null,15.55141824553718,13.478988304093566,1.7448509999999999,207.17506727351955,73.074428659649115,"G","G","G","|",".",".","."]
[1,2,10,{"$f":"INDEX(Assump!$C$30:$N$30,$A38)*INDEX(Assump!$C$56:$FN$56,($B38-1)*Hrs_in_dy+$C38)","v":0.64047833533817744},{"$f":"INDEX(ePrice!$F39:$K39,P_Off)*EPrice_Fac","v":240.7506027205352},15.55141824553718,null,15.55141824553718,13.478988304093566,1.7448509999999999,258.89093026876003,73.074428659649115,"G","G","G","|",".",".","."]
[1,2,11,{"$f":"INDEX(Assump!$C$30:$N$30,$A39)*INDEX(Assump!$C$56:$FN$56,($B39-1)*Hrs_in_dy+$C39)","v":0.64047833533817744},{"$f":"INDEX(ePrice!$F40:$K40,P_Off)*EPrice_Fac","v":260.45456752968329},15.55141824553718,null,15.55141824553718,13.478988304093566,1.7448509999999999,278.79392502547523,73.074428659649115,"G","G","G","|",".",".","."]
[1,2,12,{"$f":"INDEX(Assump!$C$30:$N$30,$A40)*INDEX(Assump!$C$56:$FN$56,($B40-1)*Hrs_in_dy+$C40)","v":0.64047833533817744},{"$f":"INDEX(ePrice!$F41:$K41,P_Off)*EPrice_Fac","v":230.92293119172814},15.55141824553718,null,15.55141824553718,13.478988304093566,1.7448509999999999,248.96398933057102,73.074428659649115,"G","G","G","|",".",".","."]
[1,2,13,{"$f":"INDEX(Assump!$C$30:$N$30,$A41)*INDEX(Assump!$C$56:$FN$56,($B41-1)*Hrs_in_dy+$C41)","v":0.64047833533817744},{"$f":"INDEX(ePrice!$F42:$K42,P_Off)*EPrice_Fac","v":227.48294227069854},15.55141824553718,null,15.55141824553718,13.478988304093566,1.7448509999999999,245.48925304670274,73.074428659649115,"G","G","G","|",".",".","."]
[1,2,14,{"$f":"INDEX(Assump!$C$30:$N$30,$A42)*INDEX(Assump!$C$56:$FN$56,($B42-1)*Hrs_in_dy+$C42)","v":0.64047833533817744},{"$f":"INDEX(ePrice!$F43:$K43,P_Off)*EPrice_Fac","v":274.46978740935498},15.55141824553718,null,15.55141824553718,13.478988304093566,1.7448509999999999,292.95071278271939,73.074428659649115,"G","G","G","|",".",".","."]
[1,2,15,{"$f":"INDEX(Assump!$C$30:$N$30,$A43)*INDEX(Assump!$C$56:$FN$56,($B43-1)*Hrs_in_dy+$C43)","v":0.64047833533817744},{"$f":"INDEX(ePrice!$F44:$K44,P_Off)*EPrice_Fac","v":271.92930089170409},15.55141824553718,null,15.55141824553718,13.478988304093566,1.7448509999999999,290.38456478509221,73.074428659649115,"G","G","G","|",".",".","."]
[1,2,16,{"$f":"INDEX(Assump!$C$30:$N$30,$A44)*INDEX(Assump!$C$56:$FN$56,($B44-1)*Hrs_in_dy+$C44)","v":0.64047833533817744},{"$f":"INDEX(ePrice!$F45:$K45,P_Off)*EPrice_Fac","v":278.80320101482152},15.55141824553718,null,15.55141824553718,13.478988304093566,1.7448509999999999,297.3278982427866,73.074428659649115,"G","G","G","|",".",".","."]
[1,2,17,{"$f":"INDEX(Assump!$C$30:$N$30,$A45)*INDEX(Assump!$C$56:$FN$56,($B45-1)*Hrs_in_dy+$C45)","v":0.64047833533817744},{"$f":"INDEX(ePrice!$F46:$K46,P_Off)*EPrice_Fac","v":287.71921470236634},15.55141824553718,null,15.55141824553718,13.478988304093566,1.7448509999999999,306.33397267465006,73.074428659649115,"G","G","G","|",".",".","."]
[1,2,18,{"$f":"INDEX(Assump!$C$30:$N$30,$A46)*INDEX(Assump!$C$56:$FN$56,($B46-1)*Hrs_in_dy+$C46)","v":0.64047833533817744},{"$f":"INDEX(ePrice!$F47:$K47,P_Off)*EPrice_Fac","v":205.40866707426861},15.55141824553718,null,15.55141824553718,13.478988304093566,1.7448509999999999,223.19200537354121,73.074428659649115,"G","G","G","|",".",".","."]
[1,2,19,{"$f":"INDEX(Assump!$C$30:$N$30,$A47)*INDEX(Assump!$C$56:$FN$56,($B47-1)*Hrs_in_dy+$C47)","v":0.64047833533817744},{"$f":"INDEX(ePrice!$F48:$K48,P_Off)*EPrice_Fac","v":172.8320935464975},15.55141824553718,null,15.55141824553718,13.478988304093566,1.7448509999999999,190.28637554750978,73.074428659649115,"G","G","G","|",".",".","."]
[1,2,20,{"$f":"INDEX(Assump!$C$30:$N$30,$A48)*INDEX(Assump!$C$56:$FN$56,($B48-1)*Hrs_in_dy+$C48)","v":0.64047833533817744},{"$f":"INDEX(ePrice!$F49:$K49,P_Off)*EPrice_Fac","v":168.4926022220892},15.55141824553718,null,15.55141824553718,13.478988304093566,1.7448509999999999,185.9030509774004,73.074428659649115,"G","G","G","|",".",".","."]
[1,2,21,{"$f":"INDEX(Assump!$C$30:$N$30,$A49)*INDEX(Assump!$C$56:$FN$56,($B49-1)*Hrs_in_dy+$C49)","v":0.64047833533817744},{"$f":"INDEX(ePrice!$F50:$K50,P_Off)*EPrice_Fac","v":175.46374584827456},15.55141824553718,null,15.55141824553718,13.478988304093566,1.7448509999999999,192.94461019576943,73.074428659649115,"G","G","G","|",".",".","."]
[1,2,22,{"$f":"INDEX(Assump!$C$30:$N$30,$A50)*INDEX(Assump!$C$56:$FN$56,($B50-1)*Hrs_in_dy+$C50)","v":0.64047833533817744},{"$f":"INDEX(ePrice!$F51:$K51,P_Off)*EPrice_Fac","v":171.70163782333231},15.55141824553718,null,15.55141824553718,13.478988304093566,1.7448509999999999,189.14450107966616,73.074428659649115,"G","G","G","|",".",".","."]
[1,2,23,{"$f":"INDEX(Assump!$C$30:$N$30,$A51)*INDEX(Assump!$C$56:$FN$56,($B51-1)*Hrs_in_dy+$C51)","v":0.64047833533817744},{"$f":"INDEX(ePrice!$F52:$K52,P_Off)*EPrice_Fac","v":186.33678503506232},15.55141824553718,null,15.55141824553718,13.478988304093566,1.7448509999999999,203.92747806121162,73.074428659649115,"G","G","G","|",".",".","."]
[1,2,24,{"$f":"INDEX(Assump!$C$30:$N$30,$A52)*INDEX(Assump!$C$56:$FN$56,($B52-1)*Hrs_in_dy+$C52)","v":0.64047833533817744},{"$f":"INDEX(ePrice!$F53:$K53,P_Off)*EPrice_Fac","v":183.28577012630464},15.55141824553718,null,15.55141824553718,13.478988304093566,1.7448509999999999,200.84564482004225,73.074428659649115,"G","G","G","|",".",".","."]
[1,3,1,{"$f":"INDEX(Assump!$C$30:$N$30,$A53)*INDEX(Assump!$C$56:$FN$56,($B53-1)*Hrs_in_dy+$C53)","v":0.64047833533817744},{"$f":"INDEX(ePrice!$F54:$K54,P_Off)*EPrice_Fac","v":175.8770307363134},15.55141824553718,null,15.55141824553718,13.478988304093566,1.7448509999999999,193.36206967863694,73.074428659649115,"G","G","G","|",15.371480048116251,15.371480048116251,15.371480048116251]
[1,3,2,{"$f":"INDEX(Assump!$C$30:$N$30,$A54)*INDEX(Assump!$C$56:$FN$56,($B54-1)*Hrs_in_dy+$C54)","v":0.64047833533817744},{"$f":"INDEX(ePrice!$F55:$K55,P_Off)*EPrice_Fac","v":155.62607122240797},15.55141824553718,null,15.55141824553718,13.478988304093566,1.7448509999999999,172.90655501812643,73.074428659649115,"G","G","G","|",".",".","."]
[1,3,3,{"$f":"INDEX(Assump!$C$30:$N$30,$A55)*INDEX(Assump!$C$56:$FN$56,($B55-1)*Hrs_in_dy+$C55)","v":0.64047833533817744},{"$f":"INDEX(ePrice!$F56:$K56,P_Off)*EPrice_Fac","v":137.02825126065807},15.55141824553718,null,15.55141824553718,13.478988304093566,1.7448509999999999,154.12087828908611,73.074428659649115,"G","G","G","|",".",".","."]
[1,3,4,{"$f":"INDEX(Assump!$C$30:$N$30,$A56)*INDEX(Assump!$C$56:$FN$56,($B56-1)*Hrs_in_dy+$C56)","v":0.64047833533817744},{"$f":"INDEX(ePrice!$F57:$K57,P_Off)*EPrice_Fac","v":137.89736506932806},15.55141824553718,null,15.55141824553718,13.478988304093566,1.7448509999999999,154.99877102511641,73.074428659649115,"G","G","G","|",".",".","."]
[1,3,5,{"$f":"INDEX(Assump!$C$30:$N$30,$A57)*INDEX(Assump!$C$56:$FN$56,($B57-1)*Hrs_in_dy+$C57)","v":0.64047833533817744},{"$f":"INDEX(ePrice!$F58:$K58,P_Off)*EPrice_Fac","v":143.17890282970737},15.55141824553718,null,15.55141824553718,13.478988304093566,1.7448509999999999,160.33365765176217,73.074428659649115,"G","G","G","|",".",".","."]
[1,3,6,{"$f":"INDEX(Assump!$C$30:$N$30,$A58)*INDEX(Assump!$C$56:$FN$56,($B58-1)*Hrs_in_dy+$C58)","v":0.64047833533817744},{"$f":"INDEX(ePrice!$F59:$K59,P_Off)*EPrice_Fac","v":187.20589884373231},15.55141824553718,null,15.55141824553718,13.478988304093566,1.7448509999999999,204.80537079724192,73.074428659649115,"G","G","G","|",".",".","."]
[1,3,7,{"$f":"INDEX(Assump!$C$30:$N$30,$A59)*INDEX(Assump!$C$56:$FN$56,($B59-1)*Hrs_in_dy+$C59)","v":0.64047833533817744},{"$f":"INDEX(ePrice!$F60:$K60,P_Off)*EPrice_Fac","v":199.25193778627749},15.55141824553718,null,15.55141824553718,13.478988304093566,1.7448509999999999,216.97308690082289,73.074428659649115,"G","G","G","|",".",".","."]
[1,3,8,{"$f":"INDEX(Assump!$C$30:$N$30,$A60)*INDEX(Assump!$C$56:$FN$56,($B60-1)*Hrs_in_dy+$C60)","v":0.64047833533817744},{"$f":"INDEX(ePrice!$F61:$K61,P_Off)*EPrice_Fac","v":201.08740890668554},15.55141824553718,null,15.55141824553718,13.478988304093566,1.7448509999999999,218.82709813355831,73.074428659649115,"G","G","G","|",".",".","."]
[1,3,9,{"$f":"INDEX(Assump!$C$30:$N$30,$A61)*INDEX(Assump!$C$56:$FN$56,($B61-1)*Hrs_in_dy+$C61)","v":0.64047833533817744},{"$f":"INDEX(ePrice!$F62:$K62,P_Off)*EPrice_Fac","v":170.99054470714776},15.55141824553718,null,15.55141824553718,13.478988304093566,1.7448509999999999,188.42622520473228,73.074428659649115,"G","G","G","|",".",".","."]
[1,3,10,{"$f":"INDEX(Assump!$C$30:$N$30,$A62)*INDEX(Assump!$C$56:$FN$56,($B62-1)*Hrs_in_dy+$C62)","v":0.64047833533817744},{"$f":"INDEX(ePrice!$F63:$K63,P_Off)*EPrice_Fac","v":190.97408458761632},15.55141824553718,null,15.55141824553718,13.478988304093566,1.7448509999999999,208.61161902338736,73.074428659649115,"G","G","G","|",".",".","."]
[1,3,11,{"$f":"INDEX(Assump!$C$30:$N$30,$A63)*INDEX(Assump!$C$56:$FN$56,($B63-1)*Hrs_in_dy+$C63)","v":0.64047833533817744},{"$f":"INDEX(ePrice!$F64:$K64,P_Off)*EPrice_Fac","v":171.09994364809921},15.55141824553718,null,15.55141824553718,13.478988304093566,1.7448509999999999,188.53672918549131,73.074428659649115,"G","G","G","|",".",".","."]
[1,3,12,{"$f":"INDEX(Assump!$C$30:$N$30,$A64)*INDEX(Assump!$C$56:$FN$56,($B64-1)*Hrs_in_dy+$C64)","v":0.64047833533817744},{"$f":"INDEX(ePrice!$F65:$K65,P_Off)*EPrice_Fac","v":190.5364888238104},15.55141824553718,null,15.55141824553718,13.478988304093566,1.7448509999999999,208.16960310035108,73.074428659649115,"G","G","G","|",".",".","."]
[1,3,13,{"$f":"INDEX(Assump!$C$30:$N$30,$A65)*INDEX(Assump!$C$56:$FN$56,($B65-1)*Hrs_in_dy+$C65)","v":0.64047833533817744},{"$f":"INDEX(ePrice!$F66:$K66,P_Off)*EPrice_Fac","v":213.22461363335697},15.55141824553718,null,15.55141824553718,13.478988304093566,1.7448509999999999,231.08690088777186,73.074428659649115,"G","G","G","|",".",".","."]
[1,3,14,{"$f":"INDEX(Assump!$C$30:$N$30,$A66)*INDEX(Assump!$C$56:$FN$56,($B66-1)*Hrs_in_dy+$C66)","v":0.64047833533817744},{"$f":"INDEX(ePrice!$F67:$K67,P_Off)*EPrice_Fac","v":289.96189299187148},15.55141824553718,null,15.55141824553718,13.478988304093566,1.7448509999999999,308.59930428021079,73.074428659649115,"G","G","G","|",".",".","."]
[1,3,15,{"$f":"INDEX(Assump!$C$30:$N$30,$A67)*INDEX(Assump!$C$56:$FN$56,($B67-1)*Hrs_in_dy+$C67)","v":0.64047833533817744},{"$f":"INDEX(ePrice!$F68:$K68,P_Off)*EPrice_Fac","v":212.75055155590061},15.55141824553718,null,15.55141824553718,13.478988304093566,1.7448509999999999,230.60805030448262,73.074428659649115,"G","G","G","|",".",".","."]
[1,3,16,{"$f":"INDEX(Assump!$C$30:$N$30,$A68)*INDEX(Assump!$C$56:$FN$56,($B68-1)*Hrs_in_dy+$C68)","v":0.64047833533817744},{"$f":"INDEX(ePrice!$F69:$K69,P_Off)*EPrice_Fac","v":207.38392573033681},15.55141824553718,null,15.55141824553718,13.478988304093566,1.7448509999999999,225.18721613724645,73.074428659649115,"G","G","G","|",".",".","."]
[1,3,17,{"$f":"INDEX(Assump!$C$30:$N$30,$A69)*INDEX(Assump!$C$56:$FN$56,($B69-1)*Hrs_in_dy+$C69)","v":0.64047833533817744},{"$f":"INDEX(ePrice!$F70:$K70,P_Off)*EPrice_Fac","v":212.30080035421122},15.55141824553718,null,15.55141824553718,{"$f":"IF(Other_fuel=\"Gas\",\nCHOOSE(Gas_price_option,Other_fuel_price_wholesale_flex,Gas_elec_m*$E69+Gas_elec_c),\nOther_fuel_price_wholesale_flex)","v":13.478988304093566},{"$f":"IF(Other_fuel=\"Gas\",Nwk_Gas_Var,0)","v":1.7448509999999999},230.15375616136203,73.074428659649115,{"$f":"IF(K69<L69,ID_E,ID_O)","v":"G"},{"$f":"IF($C69=1,IF(SUM($D69:$D92)=0,\".\",IF(SUMPRODUCT($K69:$K92,$D69:$D92)<SUMPRODUCT($L69:$L92,$D69:$D92),ID_E,ID_O)),N68)","v":"G"},{"$f":"IF(SUM($B69:$C69)=2,IF(SUMPRODUCT($K69:$K236,$D69:$D236)<SUMPRODUCT($L69:$L236,$D69:$D236),ID_E,ID_O),O68)","v":"G"},"|",{"$f":"IF($C69=1,SUMIFS($D69:$D92,M69:M92,ID_O),\".\")","v":"."},{"$f":"IF($C69=1,SUMIFS($D69:$D92,N69:N92,ID_O),\".\")","v":"."},{"$f":"IF($C69=1,SUMIFS($D69:$D92,O69:O92,ID_O),\".\")","v":"."}]
[1,3,18,{"$f":"INDEX(Assump!$C$30:$N$30,$A70)*INDEX(Assump!$C$56:$FN$56,($B70-1)*Hrs_in_dy+$C70)","v":0.64047833533817744},{"$f":"INDEX(ePrice!$F71:$K71,P_Off)*EPrice_Fac","v":196.14014568810239},15.55141824553718,null,{"$f":"SUM($F70:$G70)","v":15.55141824553718},13.478988304093566,1.7448509999999999,{"$f":"SUM(E70,H70)/COP_Elec","v":213.82986255923188},{"$f":"SUM(I70:J70)*GJ_MWh/COP_Other","v":73.074428659649115},"G","G","G","|",".",".","."]
[1,3,19,{"$f":"INDEX(Assump!$C$30:$N$30,$A71)*INDEX(Assump!$C$56:$FN$56,($B71-1)*Hrs_in_dy+$C71)","v":0.64047833533817744},{"$f":"INDEX(ePrice!$F72:$K72,P_Off)*EPrice_Fac","v":181.176801653518},15.55141824553718,null,15.55141824553718,13.478988304093566,1.7448509999999999,198.71537363540926,73.074428659649115,"G","G","G","|",".",".","."]
[1,3,20,{"$f":"INDEX(Assump!$C$30:$N$30,$A72)*INDEX(Assump!$C$56:$FN$56,($B72-1)*Hrs_in_dy+$C72)","v":0.64047833533817744},{"$f":"INDEX(ePrice!$F73:$K73,P_Off)*EPrice_Fac","v":149.84008278986354},15.55141824553718,null,15.55141824553718,13.478988304093566,1.7448509999999999,167.06212225798052,73.074428659649115,"G","G","G","|",".",".","."]
[1,3,21,{"$f":"INDEX(Assump!$C$30:$N$30,$A73)*INDEX(Assump!$C$56:$FN$56,($B73-1)*Hrs_in_dy+$C73)","v":0.64047833533817744},{"$f":"INDEX(ePrice!$F74:$K74,P_Off)*EPrice_Fac","v":141.92689272770718},15.55141824553718,null,15.55141824553718,13.478988304093566,1.7448509999999999,159.06900098307511,73.074428659649115,"G","G","G","|",".",".","."]
[1,3,22,{"$f":"INDEX(Assump!$C$30:$N$30,$A74)*INDEX(Assump!$C$56:$FN$56,($B74-1)*Hrs_in_dy+$C74)","v":0.64047833533817744},{"$f":"INDEX(ePrice!$F75:$K75,P_Off)*EPrice_Fac","v":115.88386706231557},15.55141824553718,null,15.55141824553718,13.478988304093566,1.7448509999999999,132.76291445237652,73.074428659649115,"G","G","G","|",".",".","."]
[1,3,23,{"$f":"INDEX(Assump!$C$30:$N$30,$A75)*INDEX(Assump!$C$56:$FN$56,($B75-1)*Hrs_in_dy+$C75)","v":0.64047833533817744},{"$f":"INDEX(ePrice!$F76:$K76,P_Off)*EPrice_Fac","v":121.76102127898621},15.55141824553718,null,15.55141824553718,13.478988304093566,1.7448509999999999,138.69943386315495,73.074428659649115,"G","G","G","|",".",".","."]
[1,3,24,{"$f":"INDEX(Assump!$C$30:$N$30,$A76)*INDEX(Assump!$C$56:$FN$56,($B76-1)*Hrs_in_dy+$C76)","v":0.64047833533817744},{"$f":"INDEX(ePrice!$F77:$K77,P_Off)*EPrice_Fac","v":146.77083472428063},15.55141824553718,null,15.55141824553718,13.478988304093566,1.7448509999999999,163.96187168668465,73.074428659649115,"G","G","G","|",".",".","."]
[1,4,1,{"$f":"INDEX(Assump!$C$30:$N$30,$A77)*INDEX(Assump!$C$56:$FN$56,($B77-1)*Hrs_in_dy+$C77)","v":0.64047833533817744},{"$f":"INDEX(ePrice!$F78:$K78,P_Off)*EPrice_Fac","v":95.250011255079954},15.55141824553718,null,15.55141824553718,13.478988304093566,1.7448509999999999,111.92063585920923,73.074428659649115,"G","G","G","|",15.371480048116251,15.371480048116251,15.371480048116251]
[1,4,2,{"$f":"INDEX(Assump!$C$30:$N$30,$A78)*INDEX(Assump!$C$56:$FN$56,($B78-1)*Hrs_in_dy+$C78)","v":0.64047833533817744},{"$f":"INDEX(ePrice!$F79:$K79,P_Off)*EPrice_Fac","v":112.35271235715979},15.55141824553718,null,15.55141824553718,13.478988304093566,1.7448509999999999,129.19609151787571,73.074428659649115,"G","G","G","|",".",".","."]
[1,4,3,{"$f":"INDEX(Assump!$C$30:$N$30,$A79)*INDEX(Assump!$C$56:$FN$56,($B79-1)*Hrs_in_dy+$C79)","v":0.64047833533817744},{"$f":"INDEX(ePrice!$F80:$K80,P_Off)*EPrice_Fac","v":107.99498787592623},15.55141824553718,null,15.55141824553718,13.478988304093566,1.7448509999999999,124.79434961763981,73.074428659649115,"G","G","G","|",".",".","."]
[1,4,4,{"$f":"INDEX(Assump!$C$30:$N$30,$A80)*INDEX(Assump!$C$56:$FN$56,($B80-1)*Hrs_in_dy+$C80)","v":0.64047833533817744},{"$f":"INDEX(ePrice!$F81:$K81,P_Off)*EPrice_Fac","v":108.30495154195539},15.55141824553718,null,15.55141824553718,13.478988304093566,1.7448509999999999,125.10744422979047,73.074428659649115,"G","G","G","|",".",".","."]
[1,4,5,{"$f":"INDEX(Assump!$C$30:$N$30,$A81)*INDEX(Assump!$C$56:$FN$56,($B81-1)*Hrs_in_dy+$C81)","v":0.64047833533817744},{"$f":"INDEX(ePrice!$F82:$K82,P_Off)*EPrice_Fac","v":117.998913254044},15.55141824553718,null,15.55141824553718,13.478988304093566,1.7448509999999999,134.89932474705171,73.074428659649115,"G","G","G","|",".",".","."]
[1,4,6,{"$f":"INDEX(Assump!$C$30:$N$30,$A82)*INDEX(Assump!$C$56:$FN$56,($B82-1)*Hrs_in_dy+$C82)","v":0.64047833533817744},{"$f":"INDEX(ePrice!$F83:$K83,P_Off)*EPrice_Fac","v":159.07213786237926},15.55141824553718,null,15.55141824553718,13.478988304093566,1.7448509999999999,176.38743041203682,73.074428659649115,"G","G","G","|",".",".","."]
[1,4,7,{"$f":"INDEX(Assump!$C$30:$N$30,$A83)*INDEX(Assump!$C$56:$FN$56,($B83-1)*Hrs_in_dy+$C83)","v":0.64047833533817744},{"$f":"INDEX(ePrice!$F84:$K84,P_Off)*EPrice_Fac","v":219.67307343055194},15.55141824553718,null,15.55141824553718,13.478988304093566,1.7448509999999999,237.60049664251426,73.074428659649115,"G","G","G","|",".",".","."]
[1,4,8,{"$f":"INDEX(Assump!$C$30:$N$30,$A84)*INDEX(Assump!$C$56:$FN$56,($B84-1)*Hrs_in_dy+$C84)","v":0.64047833533817744},{"$f":"INDEX(ePrice!$F85:$K85,P_Off)*EPrice_Fac","v":225.88450218901872},15.55141824553718,null,15.55141824553718,13.478988304093566,1.7448509999999999,243.87466710561202,73.074428659649115,"G","G","G","|",".",".","."]
[1,4,9,{"$f":"INDEX(Assump!$C$30:$N$30,$A85)*INDEX(Assump!$C$56:$FN$56,($B85-1)*Hrs_in_dy+$C85)","v":0.64047833533817744},{"$f":"INDEX(ePrice!$F86:$K86,P_Off)*EPrice_Fac","v":247.55157021635156},15.55141824553718,null,15.55141824553718,13.478988304093566,1.7448509999999999,265.76059440594821,73.074428659649115,"G","G","G","|",".",".","."]
[1,4,10,{"$f":"INDEX(Assump!$C$30:$N$30,$A86)*INDEX(Assump!$C$56:$FN$56,($B86-1)*Hrs_in_dy+$C86)","v":0.64047833533817744},{"$f":"INDEX(ePrice!$F87:$K87,P_Off)*EPrice_Fac","v":205.24456866284137},15.55141824553718,null,15.55141824553718,13.478988304093566,1.7448509999999999,223.02624940240258,73.074428659649115,"G","G","G","|",".",".","."]
[1,4,11,{"$f":"INDEX(Assump!$C$30:$N$30,$A87)*INDEX(Assump!$C$56:$FN$56,($B87-1)*Hrs_in_dy+$C87)","v":0.64047833533817744},{"$f":"INDEX(ePrice!$F88:$K88,P_Off)*EPrice_Fac","v":206.70929892780273},15.55141824553718,null,15.55141824553718,13.478988304093566,1.7448509999999999,224.50577492256556,73.074428659649115,"G","G","G","|",".",".","."]
[1,4,12,{"$f":"INDEX(Assump!$C$30:$N$30,$A88)*INDEX(Assump!$C$56:$FN$56,($B88-1)*Hrs_in_dy+$C88)","v":0.64047833533817744},{"$f":"INDEX(ePrice!$F89:$K89,P_Off)*EPrice_Fac","v":239.1217740441466},15.55141824553718,null,15.55141824553718,13.478988304093566,1.7448509999999999,257.24564877745837,73.074428659649115,"G","G","G","|",".",".","."]
[1,4,13,{"$f":"INDEX(Assump!$C$30:$N$30,$A89)*INDEX(Assump!$C$56:$FN$56,($B89-1)*Hrs_in_dy+$C89)","v":0.64047833533817744},{"$f":"INDEX(ePrice!$F90:$K90,P_Off)*EPrice_Fac","v":305.31421103872776},15.55141824553718,null,15.55141824553718,13.478988304093566,1.7448509999999999,324.10669624673227,73.074428659649115,"G","G","G","|",".",".","."]
[1,4,14,{"$f":"INDEX(Assump!$C$30:$N$30,$A90)*INDEX(Assump!$C$56:$FN$56,($B90-1)*Hrs_in_dy+$C90)","v":0.64047833533817744},{"$f":"INDEX(ePrice!$F91:$K91,P_Off)*EPrice_Fac","v":319.60900598971983},15.55141824553718,null,15.55141824553718,13.478988304093566,1.7448509999999999,338.5458830659162,73.074428659649115,"G","G","G","|",".",".","."]
[1,4,15,{"$f":"INDEX(Assump!$C$30:$N$30,$A91)*INDEX(Assump!$C$56:$FN$56,($B91-1)*Hrs_in_dy+$C91)","v":0.64047833533817744},{"$f":"INDEX(ePrice!$F92:$K92,P_Off)*EPrice_Fac","v":295.58986073193046},15.55141824553718,null,15.55141824553718,13.478988304093566,1.7448509999999999,314.28412017926024,73.074428659649115,"G","G","G","|",".",".","."]
[1,4,16,{"$f":"INDEX(Assump!$C$30:$N$30,$A92)*INDEX(Assump!$C$56:$FN$56,($B92-1)*Hrs_in_dy+$C92)","v":0.64047833533817744},{"$f":"INDEX(ePrice!$F93:$K93,P_Off)*EPrice_Fac","v":297.89939392979477},15.55141824553718,null,15.55141824553718,13.478988304093566,1.7448509999999999,316.61698199528485,73.074428659649115,"G","G","G","|",".",".","."]
[1,4,17,{"$f":"INDEX(Assump!$C$30:$N$30,$A93)*INDEX(Assump!$C$56:$FN$56,($B93-1)*Hrs_in_dy+$C93)","v":0.64047833533817744},{"$f":"INDEX(ePrice!$F94:$K94,P_Off)*EPrice_Fac","v":313.34895547971905},15.55141824553718,null,15.55141824553718,13.478988304093566,1.7448509999999999,332.22259972248105,73.074428659649115,"G","G","G","|",".",".","."]
[1,4,18,{"$f":"INDEX(Assump!$C$30:$N$30,$A94)*INDEX(Assump!$C$56:$FN$56,($B94-1)*Hrs_in_dy+$C94)","v":0.64047833533817744},{"$f":"INDEX(ePrice!$F95:$K95,P_Off)*EPrice_Fac","v":309.4166713244079},15.55141824553718,null,15.55141824553718,13.478988304093566,1.7448509999999999,328.25059552519707,73.074428659649115,"G","G","G","|",".",".","."]
[1,4,19,{"$f":"INDEX(Assump!$C$30:$N$30,$A95)*INDEX(Assump!$C$56:$FN$56,($B95-1)*Hrs_in_dy+$C95)","v":0.64047833533817744},{"$f":"INDEX(ePrice!$F96:$K96,P_Off)*EPrice_Fac","v":314.77114171208819},15.55141824553718,null,15.55141824553718,13.478988304093566,1.7448509999999999,333.65915147234887,73.074428659649115,"G","G","G","|",".",".","."]
[1,4,20,{"$f":"INDEX(Assump!$C$30:$N$30,$A96)*INDEX(Assump!$C$56:$FN$56,($B96-1)*Hrs_in_dy+$C96)","v":0.64047833533817744},{"$f":"INDEX(ePrice!$F97:$K97,P_Off)*EPrice_Fac","v":225.85411359431001},15.55141824553718,null,15.55141824553718,13.478988304093566,1.7448509999999999,243.8439715554012,73.074428659649115,"G","G","G","|",".",".","."]
[1,4,21,{"$f":"INDEX(Assump!$C$30:$N$30,$A97)*INDEX(Assump!$C$56:$FN$56,($B97-1)*Hrs_in_dy+$C97)","v":0.64047833533817744},{"$f":"INDEX(ePrice!$F98:$K98,P_Off)*EPrice_Fac","v":166.36540059247727},15.55141824553718,null,15.55141824553718,13.478988304093566,1.7448509999999999,183.75436246264087,73.074428659649115,"G","G","G","|",".",".","."]
[1,4,22,{"$f":"INDEX(Assump!$C$30:$N$30,$A98)*INDEX(Assump!$C$56:$FN$56,($B98-1)*Hrs_in_dy+$C98)","v":0.64047833533817744},{"$f":"INDEX(ePrice!$F99:$K99,P_Off)*EPrice_Fac","v":168.76002185552611},15.55141824553718,null,15.55141824553718,13.478988304093566,1.7448509999999999,186.17317181925586,73.074428659649115,"G","G","G","|",".",".","."]
[1,4,23,{"$f":"INDEX(Assump!$C$30:$N$30,$A99)*INDEX(Assump!$C$56:$FN$56,($B99-1)*Hrs_in_dy+$C99)","v":0.64047833533817744},{"$f":"INDEX(ePrice!$F100:$K100,P_Off)*EPrice_Fac","v":253.83593160211933},15.55141824553718,null,15.55141824553718,13.478988304093566,1.7448509999999999,272.10843418955204,73.074428659649115,"G","G","G","|",".",".","."]
[1,4,24,{"$f":"INDEX(Assump!$C$30:$N$30,$A100)*INDEX(Assump!$C$56:$FN$56,($B100-1)*Hrs_in_dy+$C100)","v":0.64047833533817744},{"$f":"INDEX(ePrice!$F101:$K101,P_Off)*EPrice_Fac","v":209.90010137222063},15.55141824553718,null,15.55141824553718,13.478988304093566,1.7448509999999999,227.72880769470487,73.074428659649115,"G","G","G","|",".",".","."]
[1,5,1,{"$f":"INDEX(Assump!$C$30:$N$30,$A101)*INDEX(Assump!$C$56:$FN$56,($B101-1)*Hrs_in_dy+$C101)","v":0.64047833533817744},{"$f":"INDEX(ePrice!$F102:$K102,P_Off)*EPrice_Fac","v":130.93229916208443},15.55141824553718,null,15.55141824553718,13.478988304093566,1.7448509999999999,147.96335091678949,73.074428659649115,"G","G","G","|",15.371480048116251,15.371480048116251,15.371480048116251]
[1,5,2,{"$f":"INDEX(Assump!$C$30:$N$30,$A102)*INDEX(Assump!$C$56:$FN$56,($B102-1)*Hrs_in_dy+$C102)","v":0.64047833533817744},{"$f":"INDEX(ePrice!$F103:$K103,P_Off)*EPrice_Fac","v":127.4801548031714},15.55141824553718,null,15.55141824553718,13.478988304093566,1.7448509999999999,144.47633641283696,73.074428659649115,"G","G","G","|",".",".","."]
[1,5,3,{"$f":"INDEX(Assump!$C$30:$N$30,$A103)*INDEX(Assump!$C$56:$FN$56,($B103-1)*Hrs_in_dy+$C103)","v":0.64047833533817744},{"$f":"INDEX(ePrice!$F104:$K104,P_Off)*EPrice_Fac","v":134.469531586182},15.55141824553718,null,15.55141824553718,13.478988304093566,1.7448509999999999,151.5363129613325,73.074428659649115,"G","G","G","|",".",".","."]
[1,5,4,{"$f":"INDEX(Assump!$C$30:$N$30,$A104)*INDEX(Assump!$C$56:$FN$56,($B104-1)*Hrs_in_dy+$C104)","v":0.64047833533817744},{"$f":"INDEX(ePrice!$F105:$K105,P_Off)*EPrice_Fac","v":123.02518681886987},15.55141824553718,null,15.55141824553718,13.478988304093566,1.7448509999999999,139.97636875192632,73.074428659649115,"G","G","G","|",".",".","."]
[1,5,5,{"$f":"INDEX(Assump!$C$30:$N$30,$A105)*INDEX(Assump!$C$56:$FN$56,($B105-1)*Hrs_in_dy+$C105)","v":0.64047833533817744},{"$f":"INDEX(ePrice!$F106:$K106,P_Off)*EPrice_Fac","v":121.51791252131628},15.55141824553718,null,15.55141824553718,13.478988304093566,1.7448509999999999,138.45386946146814,73.074428659649115,"G","G","G","|",".",".","."]
[1,5,6,{"$f":"INDEX(Assump!$C$30:$N$30,$A106)*INDEX(Assump!$C$56:$FN$56,($B106-1)*Hrs_in_dy+$C106)","v":0.64047833533817744},{"$f":"INDEX(ePrice!$F107:$K107,P_Off)*EPrice_Fac","v":138.2437950490077},15.55141824553718,null,15.55141824553718,13.478988304093566,1.7448509999999999,155.34870029752008,73.074428659649115,"G","G","G","|",".",".","."]
[1,5,7,{"$f":"INDEX(Assump!$C$30:$N$30,$A107)*INDEX(Assump!$C$56:$FN$56,($B107-1)*Hrs_in_dy+$C107)","v":0.64047833533817744},{"$f":"INDEX(ePrice!$F108:$K108,P_Off)*EPrice_Fac","v":210.58080589369644},15.55141824553718,null,15.55141824553718,13.478988304093566,1.7448509999999999,228.4163880194279,73.074428659649115,"G","G","G","|",".",".","."]
[1,5,8,{"$f":"INDEX(Assump!$C$30:$N$30,$A108)*INDEX(Assump!$C$56:$FN$56,($B108-1)*Hrs_in_dy+$C108)","v":0.64047833533817744},{"$f":"INDEX(ePrice!$F109:$K109,P_Off)*EPrice_Fac","v":268.09426023946099},15.55141824553718,null,15.55141824553718,13.478988304093566,1.7448509999999999,286.51078634848301,73.074428659649115,"G","G","G","|",".",".","."]
[1,5,9,{"$f":"INDEX(Assump!$C$30:$N$30,$A109)*INDEX(Assump!$C$56:$FN$56,($B109-1)*Hrs_in_dy+$C109)","v":0.64047833533817744},{"$f":"INDEX(ePrice!$F110:$K110,P_Off)*EPrice_Fac","v":292.1741826866679},15.55141824553718,null,15.55141824553718,13.478988304093566,1.7448509999999999,310.83394033556073,73.074428659649115,"G","G","G","|",".",".","."]
[1,5,10,{"$f":"INDEX(Assump!$C$30:$N$30,$A110)*INDEX(Assump!$C$56:$FN$56,($B110-1)*Hrs_in_dy+$C110)","v":0.64047833533817744},{"$f":"INDEX(ePrice!$F111:$K111,P_Off)*EPrice_Fac","v":287.85900223802656},15.55141824553718,null,15.55141824553718,13.478988304093566,1.7448509999999999,306.47517220561997,73.074428659649115,"G","G","G","|",".",".","."]
[1,5,11,{"$f":"INDEX(Assump!$C$30:$N$30,$A111)*INDEX(Assump!$C$56:$FN$56,($B111-1)*Hrs_in_dy+$C111)","v":0.64047833533817744},{"$f":"INDEX(ePrice!$F112:$K112,P_Off)*EPrice_Fac","v":273.01721258227707},15.55141824553718,null,15.55141824553718,13.478988304093566,1.7448509999999999,291.48346548264067,73.074428659649115,"G","G","G","|",".",".","."]
[1,5,12,{"$f":"INDEX(Assump!$C$30:$N$30,$A112)*INDEX(Assump!$C$56:$FN$56,($B112-1)*Hrs_in_dy+$C112)","v":0.64047833533817744},{"$f":"INDEX(ePrice!$F113:$K113,P_Off)*EPrice_Fac","v":244.09334813849676},15.55141824553718,null,15.55141824553718,13.478988304093566,1.7448509999999999,262.2674407919535,73.074428659649115,"G","G","G","|",".",".","."]
[1,5,13,{"$f":"INDEX(Assump!$C$30:$N$30,$A113)*INDEX(Assump!$C$56:$FN$56,($B113-1)*Hrs_in_dy+$C113)","v":0.64047833533817744},{"$f":"INDEX(ePrice!$F114:$K114,P_Off)*EPrice_Fac","v":239.39527139652529},15.55141824553718,null,15.55141824553718,13.478988304093566,1.7448509999999999,257.52190872935603,73.074428659649115,"G","G","G","|",".",".","."]
[1,5,14,{"$f":"INDEX(Assump!$C$30:$N$30,$A114)*INDEX(Assump!$C$56:$FN$56,($B114-1)*Hrs_in_dy+$C114)","v":0.64047833533817744},{"$f":"INDEX(ePrice!$F115:$K115,P_Off)*EPrice_Fac","v":251.44738805801228},15.55141824553718,null,15.55141824553718,13.478988304093566,1.7448509999999999,269.69576394297928,73.074428659649115,"G","G","G","|",".",".","."]
[1,5,15,{"$f":"INDEX(Assump!$C$30:$N$30,$A115)*INDEX(Assump!$C$56:$FN$56,($B115-1)*Hrs_in_dy+$C115)","v":0.64047833533817744},{"$f":"INDEX(ePrice!$F116:$K116,P_Off)*EPrice_Fac","v":258.72849535022675},15.55141824553718,null,15.55141824553718,13.478988304093566,1.7448509999999999,277.05041777349896,73.074428659649115,"G","G","G","|",".",".","."]
[1,5,16,{"$f":"INDEX(Assump!$C$30:$N$30,$A116)*INDEX(Assump!$C$56:$FN$56,($B116-1)*Hrs_in_dy+$C116)","v":0.64047833533817744},{"$f":"INDEX(ePrice!$F117:$K117,P_Off)*EPrice_Fac","v":287.68882610765763},15.55141824553718,null,15.55141824553718,13.478988304093566,1.7448509999999999,306.30327712443926,73.074428659649115,"G","G","G","|",".",".","."]
[1,5,17,{"$f":"INDEX(Assump!$C$30:$N$30,$A117)*INDEX(Assump!$C$56:$FN$56,($B117-1)*Hrs_in_dy+$C117)","v":0.64047833533817744},{"$f":"INDEX(ePrice!$F118:$K118,P_Off)*EPrice_Fac","v":270.49495922145155},15.55141824553718,null,15.55141824553718,13.478988304093566,1.7448509999999999,288.93573481514017,73.074428659649115,"G","G","G","|",".",".","."]
[1,5,18,{"$f":"INDEX(Assump!$C$30:$N$30,$A118)*INDEX(Assump!$C$56:$FN$56,($B118-1)*Hrs_in_dy+$C118)","v":0.64047833533817744},{"$f":"INDEX(ePrice!$F119:$K119,P_Off)*EPrice_Fac","v":249.97050235516741},15.55141824553718,null,15.55141824553718,13.478988304093566,1.7448509999999999,268.20396020273193,73.074428659649115,"G","G","G","|",".",".","."]
[1,5,19,{"$f":"INDEX(Assump!$C$30:$N$30,$A119)*INDEX(Assump!$C$56:$FN$56,($B119-1)*Hrs_in_dy+$C119)","v":0.64047833533817744},{"$f":"INDEX(ePrice!$F120:$K120,P_Off)*EPrice_Fac","v":166.80299635628316},15.55141824553718,null,15.55141824553718,13.478988304093566,1.7448509999999999,184.19637838567712,73.074428659649115,"G","G","G","|",".",".","."]
[1,5,20,{"$f":"INDEX(Assump!$C$30:$N$30,$A120)*INDEX(Assump!$C$56:$FN$56,($B120-1)*Hrs_in_dy+$C120)","v":0.64047833533817744},{"$f":"INDEX(ePrice!$F121:$K121,P_Off)*EPrice_Fac","v":146.63104718862039},15.55141824553718,null,15.55141824553718,13.478988304093566,1.7448509999999999,163.8206721557147,73.074428659649115,"G","G","G","|",".",".","."]
[1,5,21,{"$f":"INDEX(Assump!$C$30:$N$30,$A121)*INDEX(Assump!$C$56:$FN$56,($B121-1)*Hrs_in_dy+$C121)","v":0.64047833533817744},{"$f":"INDEX(ePrice!$F122:$K122,P_Off)*EPrice_Fac","v":137.13765020160949},15.55141824553718,null,15.55141824553718,13.478988304093566,1.7448509999999999,154.23138226984511,73.074428659649115,"G","G","G","|",".",".","."]
[1,5,22,{"$f":"INDEX(Assump!$C$30:$N$30,$A122)*INDEX(Assump!$C$56:$FN$56,($B122-1)*Hrs_in_dy+$C122)","v":0.64047833533817744},{"$f":"INDEX(ePrice!$F123:$K123,P_Off)*EPrice_Fac","v":156.6106616909712},15.55141824553718,null,15.55141824553718,13.478988304093566,1.7448509999999999,173.90109084495796,73.074428659649115,"G","G","G","|",".",".","."]
[1,5,23,{"$f":"INDEX(Assump!$C$30:$N$30,$A123)*INDEX(Assump!$C$56:$FN$56,($B123-1)*Hrs_in_dy+$C123)","v":0.64047833533817744},{"$f":"INDEX(ePrice!$F124:$K124,P_Off)*EPrice_Fac","v":170.57118210016711},15.55141824553718,null,15.55141824553718,13.478988304093566,1.7448509999999999,188.00262661182251,73.074428659649115,"G","G","G","|",".",".","."]
[1,5,24,{"$f":"INDEX(Assump!$C$30:$N$30,$A124)*INDEX(Assump!$C$56:$FN$56,($B124-1)*Hrs_in_dy+$C124)","v":0.64047833533817744},{"$f":"INDEX(ePrice!$F125:$K125,P_Off)*EPrice_Fac","v":240.13067538847687},15.55141824553718,null,15.55141824553718,13.478988304093566,1.7448509999999999,258.26474104445862,73.074428659649115,"G","G","G","|",".",".","."]
[1,6,1,{"$f":"INDEX(Assump!$C$30:$N$30,$A125)*INDEX(Assump!$C$56:$FN$56,($B125-1)*Hrs_in_dy+$C125)","v":0.64047833533817744},{"$f":"INDEX(ePrice!$F126:$K126,P_Off)*EPrice_Fac","v":156.64105028567991},15.55141824553718,null,15.55141824553718,13.478988304093566,1.7448509999999999,173.93178639516879,73.074428659649115,"G","G","G","|",15.371480048116251,15.371480048116251,15.371480048116251]
[1,6,2,{"$f":"INDEX(Assump!$C$30:$N$30,$A126)*INDEX(Assump!$C$56:$FN$56,($B126-1)*Hrs_in_dy+$C126)","v":0.64047833533817744},{"$f":"INDEX(ePrice!$F127:$K127,P_Off)*EPrice_Fac","v":144.53423415371725},15.55141824553718,null,15.55141824553718,13.478988304093566,1.7448509999999999,161.70267919116608,73.074428659649115,"G","G","G","|",".",".","."]
[1,6,3,{"$f":"INDEX(Assump!$C$30:$N$30,$A127)*INDEX(Assump!$C$56:$FN$56,($B127-1)*Hrs_in_dy+$C127)","v":0.64047833533817744},{"$f":"INDEX(ePrice!$F128:$K128,P_Off)*EPrice_Fac","v":117.95636922145174},15.55141824553718,null,15.55141824553718,13.478988304093566,1.7448509999999999,134.85635097675649,73.074428659649115,"G","G","G","|",".",".","."]
[1,6,4,{"$f":"INDEX(Assump!$C$30:$N$30,$A128)*INDEX(Assump!$C$56:$FN$56,($B128-1)*Hrs_in_dy+$C128)","v":0.64047833533817744},{"$f":"INDEX(ePrice!$F129:$K129,P_Off)*EPrice_Fac","v":118.36357639054889},15.55141824553718,null,15.55141824553718,13.478988304093566,1.7448509999999999,135.26767134958189,73.074428659649115,"G","G","G","|",".",".","."]
[1,6,5,{"$f":"INDEX(Assump!$C$30:$N$30,$A129)*INDEX(Assump!$C$56:$FN$56,($B129-1)*Hrs_in_dy+$C129)","v":0.64047833533817744},{"$f":"INDEX(ePrice!$F130:$K130,P_Off)*EPrice_Fac","v":117.26350926209244},15.55141824553718,null,15.55141824553718,13.478988304093566,1.7448509999999999,134.15649243194912,73.074428659649115,"G","G","G","|",".",".","."]
[1,6,6,{"$f":"INDEX(Assump!$C$30:$N$30,$A130)*INDEX(Assump!$C$56:$FN$56,($B130-1)*Hrs_in_dy+$C130)","v":0.64047833533817744},{"$f":"INDEX(ePrice!$F131:$K131,P_Off)*EPrice_Fac","v":119.28131195075288},15.55141824553718,null,15.55141824553718,13.478988304093566,1.7448509999999999,136.19467696594958,73.074428659649115,"G","G","G","|",".",".","."]
[1,6,7,{"$f":"INDEX(Assump!$C$30:$N$30,$A131)*INDEX(Assump!$C$56:$FN$56,($B131-1)*Hrs_in_dy+$C131)","v":0.64047833533817744},{"$f":"INDEX(ePrice!$F132:$K132,P_Off)*EPrice_Fac","v":115.71976865088837},15.55141824553718,null,15.55141824553718,13.478988304093566,1.7448509999999999,132.59715848123793,73.074428659649115,"G","G","G","|",".",".","."]
[1,6,8,{"$f":"INDEX(Assump!$C$30:$N$30,$A132)*INDEX(Assump!$C$56:$FN$56,($B132-1)*Hrs_in_dy+$C132)","v":0.64047833533817744},{"$f":"INDEX(ePrice!$F133:$K133,P_Off)*EPrice_Fac","v":120.88582975137443},15.55141824553718,null,15.55141824553718,13.478988304093566,1.7448509999999999,137.81540201708245,73.074428659649115,"G","G","G","|",".",".","."]
[1,6,9,{"$f":"INDEX(Assump!$C$30:$N$30,$A133)*INDEX(Assump!$C$56:$FN$56,($B133-1)*Hrs_in_dy+$C133)","v":0.64047833533817744},{"$f":"INDEX(ePrice!$F134:$K134,P_Off)*EPrice_Fac","v":141.87827097617321},15.55141824553718,null,15.55141824553718,{"$f":"IF(Other_fuel=\"Gas\",\nCHOOSE(Gas_price_option,Other_fuel_price_wholesale_flex,Gas_elec_m*$E133+Gas_elec_c),\nOther_fuel_price_wholesale_flex)","v":13.478988304093566},{"$f":"IF(Other_fuel=\"Gas\",Nwk_Gas_Var,0)","v":1.7448509999999999},159.01988810273778,73.074428659649115,{"$f":"IF(K133<L133,ID_E,ID_O)","v":"G"},{"$f":"IF($C133=1,IF(SUM($D133:$D156)=0,\".\",IF(SUMPRODUCT($K133:$K156,$D133:$D156)<SUMPRODUCT($L133:$L156,$D133:$D156),ID_E,ID_O)),N132)","v":"G"},{"$f":"IF(SUM($B133:$C133)=2,IF(SUMPRODUCT($K133:$K300,$D133:$D300)<SUMPRODUCT($L133:$L300,$D133:$D300),ID_E,ID_O),O132)","v":"G"},"|",{"$f":"IF($C133=1,SUMIFS($D133:$D156,M133:M156,ID_O),\".\")","v":"."},{"$f":"IF($C133=1,SUMIFS($D133:$D156,N133:N156,ID_O),\".\")","v":"."},{"$f":"IF($C133=1,SUMIFS($D133:$D156,O133:O156,ID_O),\".\")","v":"."}]
[1,6,10,{"$f":"INDEX(Assump!$C$30:$N$30,$A134)*INDEX(Assump!$C$56:$FN$56,($B134-1)*Hrs_in_dy+$C134)","v":0.64047833533817744},{"$f":"INDEX(ePrice!$F135:$K135,P_Off)*EPrice_Fac","v":175.05653867917735},15.55141824553718,null,{"$f":"SUM($F134:$G134)","v":15.55141824553718},13.478988304093566,1.7448509999999999,{"$f":"SUM(E134,H134)/COP_Elec","v":192.53328982294397},{"$f":"SUM(I134:J134)*GJ_MWh/COP_Other","v":73.074428659649115},"G","G","G","|",".",".","."]
[1,6,11,{"$f":"INDEX(Assump!$C$30:$N$30,$A135)*INDEX(Assump!$C$56:$FN$56,($B135-1)*Hrs_in_dy+$C135)","v":0.64047833533817744},{"$f":"INDEX(ePrice!$F136:$K136,P_Off)*EPrice_Fac","v":160.87114266913676},15.55141824553718,null,15.55141824553718,13.478988304093566,1.7448509999999999,178.20460698451913,73.074428659649115,"G","G","G","|",".",".","."]
[1,6,12,{"$f":"INDEX(Assump!$C$30:$N$30,$A136)*INDEX(Assump!$C$56:$FN$56,($B136-1)*Hrs_in_dy+$C136)","v":0.64047833533817744},{"$f":"INDEX(ePrice!$F137:$K137,P_Off)*EPrice_Fac","v":134.24465598533729},15.55141824553718,null,15.55141824553718,13.478988304093566,1.7448509999999999,151.3091658897722,73.074428659649115,"G","G","G","|",".",".","."]
[1,6,13,{"$f":"INDEX(Assump!$C$30:$N$30,$A137)*INDEX(Assump!$C$56:$FN$56,($B137-1)*Hrs_in_dy+$C137)","v":0.64047833533817744},{"$f":"INDEX(ePrice!$F138:$K138,P_Off)*EPrice_Fac","v":112.2919351677423},15.55141824553718,null,15.55141824553718,13.478988304093566,1.7448509999999999,129.13470041745401,73.074428659649115,"G","G","G","|",".",".","."]
[1,6,14,{"$f":"INDEX(Assump!$C$30:$N$30,$A138)*INDEX(Assump!$C$56:$FN$56,($B138-1)*Hrs_in_dy+$C138)","v":0.64047833533817744},{"$f":"INDEX(ePrice!$F139:$K139,P_Off)*EPrice_Fac","v":120.55763292852005},15.55141824553718,null,15.55141824553718,13.478988304093566,1.7448509999999999,137.48389007480529,73.074428659649115,"G","G","G","|",".",".","."]
[1,6,15,{"$f":"INDEX(Assump!$C$30:$N$30,$A139)*INDEX(Assump!$C$56:$FN$56,($B139-1)*Hrs_in_dy+$C139)","v":0.64047833533817744},{"$f":"INDEX(ePrice!$F140:$K140,P_Off)*EPrice_Fac","v":124.58716058689919},15.55141824553718,null,15.55141824553718,13.478988304093566,1.7448509999999999,141.55412003276402,73.074428659649115,"G","G","G","|",".",".","."]
[1,6,16,{"$f":"INDEX(Assump!$C$30:$N$30,$A140)*INDEX(Assump!$C$56:$FN$56,($B140-1)*Hrs_in_dy+$C140)","v":0.64047833533817744},{"$f":"INDEX(ePrice!$F141:$K141,P_Off)*EPrice_Fac","v":127.89343969121029},15.55141824553718,null,15.55141824553718,13.478988304093566,1.7448509999999999,144.89379589570453,73.074428659649115,"G","G","G","|",".",".","."]
[1,6,17,{"$f":"INDEX(Assump!$C$30:$N$30,$A141)*INDEX(Assump!$C$56:$FN$56,($B141-1)*Hrs_in_dy+$C141)","v":0.64047833533817744},{"$f":"INDEX(ePrice!$F142:$K142,P_Off)*EPrice_Fac","v":138.26202820583296},15.55141824553718,null,15.55141824553718,13.478988304093566,1.7448509999999999,155.36711762764662,73.074428659649115,"G","G","G","|",".",".","."]
[1,6,18,{"$f":"INDEX(Assump!$C$30:$N$30,$A142)*INDEX(Assump!$C$56:$FN$56,($B142-1)*Hrs_in_dy+$C142)","v":0.64047833533817744},{"$f":"INDEX(ePrice!$F143:$K143,P_Off)*EPrice_Fac","v":151.48714462307734},15.55141824553718,null,15.55141824553718,13.478988304093566,1.7448509999999999,168.7258210794086,73.074428659649115,"G","G","G","|",".",".","."]
[1,6,19,{"$f":"INDEX(Assump!$C$30:$N$30,$A143)*INDEX(Assump!$C$56:$FN$56,($B143-1)*Hrs_in_dy+$C143)","v":0.64047833533817744},{"$f":"INDEX(ePrice!$F144:$K144,P_Off)*EPrice_Fac","v":138.04930804287176},15.55141824553718,null,15.55141824553718,13.478988304093566,1.7448509999999999,155.15224877617064,73.074428659649115,"G","G","G","|",".",".","."]
[1,6,20,{"$f":"INDEX(Assump!$C$30:$N$30,$A144)*INDEX(Assump!$C$56:$FN$56,($B144-1)*Hrs_in_dy+$C144)","v":0.64047833533817744},{"$f":"INDEX(ePrice!$F145:$K145,P_Off)*EPrice_Fac","v":113.76882087058715},15.55141824553718,null,15.55141824553718,13.478988304093566,1.7448509999999999,130.62650415770133,73.074428659649115,"G","G","G","|",".",".","."]
[1,6,21,{"$f":"INDEX(Assump!$C$30:$N$30,$A145)*INDEX(Assump!$C$56:$FN$56,($B145-1)*Hrs_in_dy+$C145)","v":0.64047833533817744},{"$f":"INDEX(ePrice!$F146:$K146,P_Off)*EPrice_Fac","v":138.6449244991631},15.55141824553718,null,15.55141824553718,13.478988304093566,1.7448509999999999,155.75388156030331,73.074428659649115,"G","G","G","|",".",".","."]
[1,6,22,{"$f":"INDEX(Assump!$C$30:$N$30,$A146)*INDEX(Assump!$C$56:$FN$56,($B146-1)*Hrs_in_dy+$C146)","v":0.64047833533817744},{"$f":"INDEX(ePrice!$F147:$K147,P_Off)*EPrice_Fac","v":167.34391334209877},15.55141824553718,null,15.55141824553718,13.478988304093566,1.7448509999999999,184.74275917943027,73.074428659649115,"G","G","G","|",".",".","."]
[1,6,23,{"$f":"INDEX(Assump!$C$30:$N$30,$A147)*INDEX(Assump!$C$56:$FN$56,($B147-1)*Hrs_in_dy+$C147)","v":0.64047833533817744},{"$f":"INDEX(ePrice!$F148:$K148,P_Off)*EPrice_Fac","v":107.97675471910097},15.55141824553718,null,15.55141824553718,13.478988304093566,1.7448509999999999,124.77593228751329,73.074428659649115,"G","G","G","|",".",".","."]
[1,6,24,{"$f":"INDEX(Assump!$C$30:$N$30,$A148)*INDEX(Assump!$C$56:$FN$56,($B148-1)*Hrs_in_dy+$C148)","v":0.64047833533817744},{"$f":"INDEX(ePrice!$F149:$K149,P_Off)*EPrice_Fac","v":93.134965063351544},15.55141824553718,null,15.55141824553718,13.478988304093566,1.7448509999999999,109.78422556453407,73.074428659649115,"G","G","G","|",".",".","."]
[1,7,1,{"$f":"INDEX(Assump!$C$30:$N$30,$A149)*INDEX(Assump!$C$56:$FN$56,($B149-1)*Hrs_in_dy+$C149)","v":0.64047833533817744},{"$f":"INDEX(ePrice!$F150:$K150,P_Off)*EPrice_Fac","v":88.5280541055063},15.55141824553718,null,15.55141824553718,13.478988304093566,1.7448509999999999,105.13078015256917,73.074428659649115,"G","G","G","|",15.371480048116251,15.371480048116251,15.371480048116251]
[1,7,2,{"$f":"INDEX(Assump!$C$30:$N$30,$A150)*INDEX(Assump!$C$56:$FN$56,($B150-1)*Hrs_in_dy+$C150)","v":0.64047833533817744},{"$f":"INDEX(ePrice!$F151:$K151,P_Off)*EPrice_Fac","v":100.56801532910974},15.55141824553718,null,15.55141824553718,13.478988304093566,1.7448509999999999,117.292357146108,73.074428659649115,"G","G","G","|",".",".","."]
[1,7,3,{"$f":"INDEX(Assump!$C$30:$N$30,$A151)*INDEX(Assump!$C$56:$FN$56,($B151-1)*Hrs_in_dy+$C151)","v":0.64047833533817744},{"$f":"INDEX(ePrice!$F152:$K152,P_Off)*EPrice_Fac","v":101.35204107259528},15.55141824553718,null,15.55141824553718,13.478988304093566,1.7448509999999999,118.08430234154794,73.074428659649115,"G","G","G","|",".",".","."]
[1,7,4,{"$f":"INDEX(Assump!$C$30:$N$30,$A152)*INDEX(Assump!$C$56:$FN$56,($B152-1)*Hrs_in_dy+$C152)","v":0.64047833533817744},{"$f":"INDEX(ePrice!$F153:$K153,P_Off)*EPrice_Fac","v":101.20617581799331},15.55141824553718,null,15.55141824553718,13.478988304093566,1.7448509999999999,117.93696370053586,73.074428659649115,"G","G","G","|",".",".","."]
[1,7,5,{"$f":"INDEX(Assump!$C$30:$N$30,$A153)*INDEX(Assump!$C$56:$FN$56,($B153-1)*Hrs_in_dy+$C153)","v":0.64047833533817744},{"$f":"INDEX(ePrice!$F154:$K154,P_Off)*EPrice_Fac","v":85.002977119292268},15.55141824553718,null,15.55141824553718,13.478988304093566,1.7448509999999999,101.57009632811055,73.074428659649115,"G","G","G","|",".",".","."]
[1,7,6,{"$f":"INDEX(Assump!$C$30:$N$30,$A154)*INDEX(Assump!$C$56:$FN$56,($B154-1)*Hrs_in_dy+$C154)","v":0.64047833533817744},{"$f":"INDEX(ePrice!$F155:$K155,P_Off)*EPrice_Fac","v":91.603379890030965},15.55141824553718,null,15.55141824553718,13.478988304093566,1.7448509999999999,108.23716983390722,73.074428659649115,"G","G","G","|",".",".","."]
[1,7,7,{"$f":"INDEX(Assump!$C$30:$N$30,$A155)*INDEX(Assump!$C$56:$FN$56,($B155-1)*Hrs_in_dy+$C155)","v":0.64047833533817744},{"$f":"INDEX(ePrice!$F156:$K156,P_Off)*EPrice_Fac","v":106.17774991234347},15.55141824553718,null,15.55141824553718,13.478988304093566,1.7448509999999999,122.95875571503096,73.074428659649115,"G","G","G","|",".",".","."]
[1,7,8,{"$f":"INDEX(Assump!$C$30:$N$30,$A156)*INDEX(Assump!$C$56:$FN$56,($B156-1)*Hrs_in_dy+$C156)","v":0.64047833533817744},{"$f":"INDEX(ePrice!$F157:$K157,P_Off)*EPrice_Fac","v":106.09873956610075},15.55141824553718,null,15.55141824553718,13.478988304093566,1.7448509999999999,122.87894728448275,73.074428659649115,"G","G","G","|",".",".","."]
[1,7,9,{"$f":"INDEX(Assump!$C$30:$N$30,$A157)*INDEX(Assump!$C$56:$FN$56,($B157-1)*Hrs_in_dy+$C157)","v":0.64047833533817744},{"$f":"INDEX(ePrice!$F158:$K158,P_Off)*EPrice_Fac","v":123.51140433420974},15.55141824553718,null,15.55141824553718,13.478988304093566,1.7448509999999999,140.46749755529993,73.074428659649115,"G","G","G","|",".",".","."]
[1,7,10,{"$f":"INDEX(Assump!$C$30:$N$30,$A158)*INDEX(Assump!$C$56:$FN$56,($B158-1)*Hrs_in_dy+$C158)","v":0.64047833533817744},{"$f":"INDEX(ePrice!$F159:$K159,P_Off)*EPrice_Fac","v":124.40482901864672},15.55141824553718,null,15.55141824553718,13.478988304093566,1.7448509999999999,141.36994673149889,73.074428659649115,"G","G","G","|",".",".","."]
[1,7,11,{"$f":"INDEX(Assump!$C$30:$N$30,$A159)*INDEX(Assump!$C$56:$FN$56,($B159-1)*Hrs_in_dy+$C159)","v":0.64047833533817744},{"$f":"INDEX(ePrice!$F160:$K160,P_Off)*EPrice_Fac","v":122.86108840744267},15.55141824553718,null,15.55141824553718,13.478988304093566,1.7448509999999999,139.81061278078775,73.074428659649115,"G","G","G","|",".",".","."]
[1,7,12,{"$f":"INDEX(Assump!$C$30:$N$30,$A160)*INDEX(Assump!$C$56:$FN$56,($B160-1)*Hrs_in_dy+$C160)","v":0.64047833533817744},{"$f":"INDEX(ePrice!$F161:$K161,P_Off)*EPrice_Fac","v":129.17583838791919},15.55141824553718,null,15.55141824553718,13.478988304093566,1.7448509999999999,146.18914811460238,73.074428659649115,"G","G","G","|",".",".","."]
[1,7,13,{"$f":"INDEX(Assump!$C$30:$N$30,$A161)*INDEX(Assump!$C$56:$FN$56,($B161-1)*Hrs_in_dy+$C161)","v":0.64047833533817744},{"$f":"INDEX(ePrice!$F162:$K162,P_Off)*EPrice_Fac","v":129.68028906008428},15.55141824553718,null,15.55141824553718,13.478988304093566,1.7448509999999999,146.69869424810247,73.074428659649115,"G","G","G","|",".",".","."]
[1,7,14,{"$f":"INDEX(Assump!$C$30:$N$30,$A162)*INDEX(Assump!$C$56:$FN$56,($B162-1)*Hrs_in_dy+$C162)","v":0.64047833533817744},{"$f":"INDEX(ePrice!$F163:$K163,P_Off)*EPrice_Fac","v":120.13827032153942},15.55141824553718,null,15.55141824553718,13.478988304093566,1.7448509999999999,137.06029148189558,73.074428659649115,"G","G","G","|",".",".","."]
[1,7,15,{"$f":"INDEX(Assump!$C$30:$N$30,$A163)*INDEX(Assump!$C$56:$FN$56,($B163-1)*Hrs_in_dy+$C163)","v":0.64047833533817744},{"$f":"INDEX(ePrice!$F164:$K164,P_Off)*EPrice_Fac","v":137.97637541557077},15.55141824553718,null,15.55141824553718,13.478988304093566,1.7448509999999999,155.0785794556646,73.074428659649115,"G","G","G","|",".",".","."]
[1,7,16,{"$f":"INDEX(Assump!$C$30:$N$30,$A164)*INDEX(Assump!$C$56:$FN$56,($B164-1)*Hrs_in_dy+$C164)","v":0.64047833533817744},{"$f":"INDEX(ePrice!$F165:$K165,P_Off)*EPrice_Fac","v":137.30174861303672},15.55141824553718,null,15.55141824553718,13.478988304093566,1.7448509999999999,154.39713824098374,73.074428659649115,"G","G","G","|",".",".","."]
[1,7,17,{"$f":"INDEX(Assump!$C$30:$N$30,$A165)*INDEX(Assump!$C$56:$FN$56,($B165-1)*Hrs_in_dy+$C165)","v":0.64047833533817744},{"$f":"INDEX(ePrice!$F166:$K166,P_Off)*EPrice_Fac","v":134.50599789983247},15.55141824553718,null,15.55141824553718,13.478988304093566,1.7448509999999999,151.57314762158549,73.074428659649115,"G","G","G","|",".",".","."]
[1,7,18,{"$f":"INDEX(Assump!$C$30:$N$30,$A166)*INDEX(Assump!$C$56:$FN$56,($B166-1)*Hrs_in_dy+$C166)","v":0.64047833533817744},{"$f":"INDEX(ePrice!$F167:$K167,P_Off)*EPrice_Fac","v":152.89109769862119},15.55141824553718,null,15.55141824553718,13.478988304093566,1.7448509999999999,170.14395549914988,73.074428659649115,"G","G","G","|",".",".","."]
[1,7,19,{"$f":"INDEX(Assump!$C$30:$N$30,$A167)*INDEX(Assump!$C$56:$FN$56,($B167-1)*Hrs_in_dy+$C167)","v":0.64047833533817744},{"$f":"INDEX(ePrice!$F168:$K168,P_Off)*EPrice_Fac","v":155.57137175193225},15.55141824553718,null,15.55141824553718,13.478988304093566,1.7448509999999999,172.85130302774689,73.074428659649115,"G","G","G","|",".",".","."]
[1,7,20,{"$f":"INDEX(Assump!$C$30:$N$30,$A168)*INDEX(Assump!$C$56:$FN$56,($B168-1)*Hrs_in_dy+$C168)","v":0.64047833533817744},{"$f":"INDEX(ePrice!$F169:$K169,P_Off)*EPrice_Fac","v":154.87851179257288},15.55141824553718,null,15.55141824553718,13.478988304093566,1.7448509999999999,172.15144448293947,73.074428659649115,"G","G","G","|",".",".","."]
[1,7,21,{"$f":"INDEX(Assump!$C$30:$N$30,$A169)*INDEX(Assump!$C$56:$FN$56,($B169-1)*Hrs_in_dy+$C169)","v":0.64047833533817744},{"$f":"INDEX(ePrice!$F170:$K170,P_Off)*EPrice_Fac","v":146.11444107857182},15.55141824553718,null,15.55141824553718,13.478988304093566,1.7448509999999999,163.2988478021303,73.074428659649115,"G","G","G","|",".",".","."]
[1,7,22,{"$f":"INDEX(Assump!$C$30:$N$30,$A170)*INDEX(Assump!$C$56:$FN$56,($B170-1)*Hrs_in_dy+$C170)","v":0.64047833533817744},{"$f":"INDEX(ePrice!$F171:$K171,P_Off)*EPrice_Fac","v":151.71202022392202},15.55141824553718,null,15.55141824553718,13.478988304093566,1.7448509999999999,168.9529681509689,73.074428659649115,"G","G","G","|",".",".","."]
[1,7,23,{"$f":"INDEX(Assump!$C$30:$N$30,$A171)*INDEX(Assump!$C$56:$FN$56,($B171-1)*Hrs_in_dy+$C171)","v":0.64047833533817744},{"$f":"INDEX(ePrice!$F172:$K172,P_Off)*EPrice_Fac","v":145.96857582396987},15.55141824553718,null,15.55141824553718,13.478988304093566,1.7448509999999999,163.15150916111824,73.074428659649115,"G","G","G","|",".",".","."]
[1,7,24,{"$f":"INDEX(Assump!$C$30:$N$30,$A172)*INDEX(Assump!$C$56:$FN$56,($B172-1)*Hrs_in_dy+$C172)","v":0.64047833533817744},{"$f":"INDEX(ePrice!$F173:$K173,P_Off)*EPrice_Fac","v":138.94273272730877},15.55141824553718,null,15.55141824553718,13.478988304093566,1.7448509999999999,156.05469795236965,73.074428659649115,"G","G","G","|",".",".","."]
[1,1,1,{"$f":"INDEX(Assump!$C$30:$N$30,$A173)*INDEX(Assump!$C$56:$FN$56,($B173-1)*Hrs_in_dy+$C173)","v":0.64047833533817744},{"$f":"INDEX(ePrice!$F174:$K174,P_Off)*EPrice_Fac","v":106.17567962239738},15.55141824553718,null,15.55141824553718,13.478988304093566,1.7448509999999999,122.95666451306522,73.074428659649115,"G","G","G","|",15.371480048116251,15.371480048116251,15.371480048116251]
[1,1,2,{"$f":"INDEX(Assump!$C$30:$N$30,$A174)*INDEX(Assump!$C$56:$FN$56,($B174-1)*Hrs_in_dy+$C174)","v":0.64047833533817744},{"$f":"INDEX(ePrice!$F175:$K175,P_Off)*EPrice_Fac","v":109.18357708833562},15.55141824553718,null,15.55141824553718,13.478988304093566,1.7448509999999999,125.9949447816897,73.074428659649115,"G","G","G","|",".",".","."]
[1,1,3,{"$f":"INDEX(Assump!$C$30:$N$30,$A175)*INDEX(Assump!$C$56:$FN$56,($B175-1)*Hrs_in_dy+$C175)","v":0.64047833533817744},{"$f":"INDEX(ePrice!$F176:$K176,P_Off)*EPrice_Fac","v":104.48567537607127},15.55141824553718,null,15.55141824553718,13.478988304093566,1.7448509999999999,121.24958951677621,73.074428659649115,"G","G","G","|",".",".","."]
[1,1,4,{"$f":"INDEX(Assump!$C$30:$N$30,$A176)*INDEX(Assump!$C$56:$FN$56,($B176-1)*Hrs_in_dy+$C176)","v":0.64047833533817744},{"$f":"INDEX(ePrice!$F177:$K177,P_Off)*EPrice_Fac","v":122.44778472807874},15.55141824553718,null,15.55141824553718,13.478988304093566,1.7448509999999999,139.39313431678377,73.074428659649115,"G","G","G","|",".",".","."]
[1,1,5,{"$f":"INDEX(Assump!$C$30:$N$30,$A177)*INDEX(Assump!$C$56:$FN$56,($B177-1)*Hrs_in_dy+$C177)","v":0.64047833533817744},{"$f":"INDEX(ePrice!$F178:$K178,P_Off)*EPrice_Fac","v":124.37035836610116},15.55141824553718,null,15.55141824553718,13.478988304093566,1.7448509999999999,141.33512789054379,73.074428659649115,"G","G","G","|",".",".","."]
[1,1,6,{"$f":"INDEX(Assump!$C$30:$N$30,$A178)*INDEX(Assump!$C$56:$FN$56,($B178-1)*Hrs_in_dy+$C178)","v":0.64047833533817744},{"$f":"INDEX(ePrice!$F179:$K179,P_Off)*EPrice_Fac","v":117.40102892826999},15.55141824553718,null,15.55141824553718,13.478988304093566,1.7448509999999999,134.29540118566382,73.074428659649115,"G","G","G","|",".",".","."]
[1,1,7,{"$f":"INDEX(Assump!$C$30:$N$30,$A179)*INDEX(Assump!$C$56:$FN$56,($B179-1)*Hrs_in_dy+$C179)","v":0.64047833533817744},{"$f":"INDEX(ePrice!$F180:$K180,P_Off)*EPrice_Fac","v":125.59522382903474},15.55141824553718,null,15.55141824553718,13.478988304093566,1.7448509999999999,142.57236573189084,73.074428659649115,"G","G","G","|",".",".","."]
[1,1,8,{"$f":"INDEX(Assump!$C$30:$N$30,$A180)*INDEX(Assump!$C$56:$FN$56,($B180-1)*Hrs_in_dy+$C180)","v":0.64047833533817744},{"$f":"INDEX(ePrice!$F181:$K181,P_Off)*EPrice_Fac","v":129.67294049677579},15.55141824553718,null,15.55141824553718,13.478988304093566,1.7448509999999999,146.69127145688179,73.074428659649115,"G","G","G","|",".",".","."]
[1,1,9,{"$f":"INDEX(Assump!$C$30:$N$30,$A181)*INDEX(Assump!$C$56:$FN$56,($B181-1)*Hrs_in_dy+$C181)","v":0.64047833533817744},{"$f":"INDEX(ePrice!$F182:$K182,P_Off)*EPrice_Fac","v":147.23192956984312},15.55141824553718,null,15.55141824553718,13.478988304093566,1.7448509999999999,164.4276240559397,73.074428659649115,"G","G","G","|",".",".","."]
[1,1,10,{"$f":"INDEX(Assump!$C$30:$N$30,$A182)*INDEX(Assump!$C$56:$FN$56,($B182-1)*Hrs_in_dy+$C182)","v":0.64047833533817744},{"$f":"INDEX(ePrice!$F183:$K183,P_Off)*EPrice_Fac","v":174.14020818909989},15.55141824553718,null,15.55141824553718,13.478988304093566,1.7448509999999999,191.60770346933037,73.074428659649115,"G","G","G","|",".",".","."]
[1,1,11,{"$f":"INDEX(Assump!$C$30:$N$30,$A183)*INDEX(Assump!$C$56:$FN$56,($B183-1)*Hrs_in_dy+$C183)","v":0.64047833533817744},{"$f":"INDEX(ePrice!$F184:$K184,P_Off)*EPrice_Fac","v":164.31802754646137},15.55141824553718,null,15.55141824553718,13.478988304093566,1.7448509999999999,181.68630888080662,73.074428659649115,"G","G","G","|",".",".","."]
[1,1,12,{"$f":"INDEX(Assump!$C$30:$N$30,$A184)*INDEX(Assump!$C$56:$FN$56,($B184-1)*Hrs_in_dy+$C184)","v":0.64047833533817744},{"$f":"INDEX(ePrice!$F185:$K185,P_Off)*EPrice_Fac","v":196.45911747888394},15.55141824553718,null,15.55141824553718,13.478988304093566,1.7448509999999999,214.15205628729407,73.074428659649115,"G","G","G","|",".",".","."]
[1,1,13,{"$f":"INDEX(Assump!$C$30:$N$30,$A185)*INDEX(Assump!$C$56:$FN$56,($B185-1)*Hrs_in_dy+$C185)","v":0.64047833533817744},{"$f":"INDEX(ePrice!$F186:$K186,P_Off)*EPrice_Fac","v":183.73757175309873},15.55141824553718,null,15.55141824553718,13.478988304093566,1.7448509999999999,201.30201009963224,73.074428659649115,"G","G","G","|",".",".","."]
[1,1,14,{"$f":"INDEX(Assump!$C$30:$N$30,$A186)*INDEX(Assump!$C$56:$FN$56,($B186-1)*Hrs_in_dy+$C186)","v":0.64047833533817744},{"$f":"INDEX(ePrice!$F187:$K187,P_Off)*EPrice_Fac","v":170.10900539969816},15.55141824553718,null,15.55141824553718,13.478988304093566,1.7448509999999999,187.53578145983369,73.074428659649115,"G","G","G","|",".",".","."]
[1,1,15,{"$f":"INDEX(Assump!$C$30:$N$30,$A187)*INDEX(Assump!$C$56:$FN$56,($B187-1)*Hrs_in_dy+$C187)","v":0.64047833533817744},{"$f":"INDEX(ePrice!$F188:$K188,P_Off)*EPrice_Fac","v":164.96146953015435},15.55141824553718,null,15.55141824553718,13.478988304093566,1.7448509999999999,182.33625027847629,73.074428659649115,"G","G","G","|",".",".","."]
[1,1,16,{"$f":"INDEX(Assump!$C$30:$N$30,$A188)*INDEX(Assump!$C$56:$FN$56,($B188-1)*Hrs_in_dy+$C188)","v":0.64047833533817744},{"$f":"INDEX(ePrice!$F189:$K189,P_Off)*EPrice_Fac","v":189.61382504995751},15.55141824553718,null,15.55141824553718,13.478988304093566,1.7448509999999999,207.23761949039869,73.074428659649115,"G","G","G","|",".",".","."]
[1,1,17,{"$f":"INDEX(Assump!$C$30:$N$30,$A189)*INDEX(Assump!$C$56:$FN$56,($B189-1)*Hrs_in_dy+$C189)","v":0.64047833533817744},{"$f":"INDEX(ePrice!$F190:$K190,P_Off)*EPrice_Fac","v":206.02547179065658},15.55141824553718,null,15.55141824553718,13.478988304093566,1.7448509999999999,223.81504044059977,73.074428659649115,"G","G","G","|",".",".","."]
[1,1,18,{"$f":"INDEX(Assump!$C$30:$N$30,$A190)*INDEX(Assump!$C$56:$FN$56,($B190-1)*Hrs_in_dy+$C190)","v":0.64047833533817744},{"$f":"INDEX(ePrice!$F191:$K191,P_Off)*EPrice_Fac","v":191.70694957522377},15.55141824553718,null,15.55141824553718,13.478988304093566,1.7448509999999999,209.35188668763732,73.074428659649115,"G","G","G","|",".",".","."]
[1,1,19,{"$f":"INDEX(Assump!$C$30:$N$30,$A191)*INDEX(Assump!$C$56:$FN$56,($B191-1)*Hrs_in_dy+$C191)","v":0.64047833533817744},{"$f":"INDEX(ePrice!$F192:$K192,P_Off)*EPrice_Fac","v":178.30320030046292},15.55141824553718,null,15.55141824553718,13.478988304093566,1.7448509999999999,195.81274600606071,73.074428659649115,"G","G","G","|",".",".","."]
[1,1,20,{"$f":"INDEX(Assump!$C$30:$N$30,$A192)*INDEX(Assump!$C$56:$FN$56,($B192-1)*Hrs_in_dy+$C192)","v":0.64047833533817744},{"$f":"INDEX(ePrice!$F193:$K193,P_Off)*EPrice_Fac","v":169.52758192045752},15.55141824553718,null,15.55141824553718,13.478988304093566,1.7448509999999999,186.94848501615627,73.074428659649115,"G","G","G","|",".",".","."]
[1,1,21,{"$f":"INDEX(Assump!$C$30:$N$30,$A193)*INDEX(Assump!$C$56:$FN$56,($B193-1)*Hrs_in_dy+$C193)","v":0.64047833533817744},{"$f":"INDEX(ePrice!$F194:$K194,P_Off)*EPrice_Fac","v":168.97716769344302},15.55141824553718,null,15.55141824553718,13.478988304093566,1.7448509999999999,186.39251104947496,73.074428659649115,"G","G","G","|",".",".","."]
[1,1,22,{"$f":"INDEX(Assump!$C$30:$N$30,$A194)*INDEX(Assump!$C$56:$FN$56,($B194-1)*Hrs_in_dy+$C194)","v":0.64047833533817744},{"$f":"INDEX(ePrice!$F195:$K195,P_Off)*EPrice_Fac","v":199.49027188399185},15.55141824553718,null,15.55141824553718,13.478988304093566,1.7448509999999999,217.21382841366568,73.074428659649115,"G","G","G","|",".",".","."]
[1,1,23,{"$f":"INDEX(Assump!$C$30:$N$30,$A195)*INDEX(Assump!$C$56:$FN$56,($B195-1)*Hrs_in_dy+$C195)","v":0.64047833533817744},{"$f":"INDEX(ePrice!$F196:$K196,P_Off)*EPrice_Fac","v":209.14190163938642},15.55141824553718,null,15.55141824553718,13.478988304093566,1.7448509999999999,226.9629493787107,73.074428659649115,"G","G","G","|",".",".","."]
[1,1,24,{"$f":"INDEX(Assump!$C$30:$N$30,$A196)*INDEX(Assump!$C$56:$FN$56,($B196-1)*Hrs_in_dy+$C196)","v":0.64047833533817744},{"$f":"INDEX(ePrice!$F197:$K197,P_Off)*EPrice_Fac","v":176.27209427964894},15.55141824553718,null,15.55141824553718,13.478988304093566,1.7448509999999999,193.76112376281426,73.074428659649115,"G","G","G","|",".",".","."]
[1,2,1,{"$f":"INDEX(Assump!$C$30:$N$30,$A197)*INDEX(Assump!$C$56:$FN$56,($B197-1)*Hrs_in_dy+$C197)","v":0.64047833533817744},{"$f":"INDEX(ePrice!$F198:$K198,P_Off)*EPrice_Fac","v":156.47268673324098},{"$f":"Nwk_Elec_Var","v":15.55141824553718},null,15.55141824553718,{"$f":"IF(Other_fuel=\"Gas\",\nCHOOSE(Gas_price_option,Other_fuel_price_wholesale_flex,Gas_elec_m*$E197+Gas_elec_c),\nOther_fuel_price_wholesale_flex)","v":13.478988304093566},{"$f":"IF(Other_fuel=\"Gas\",Nwk_Gas_Var,0)","v":1.7448509999999999},173.76172220078601,73.074428659649115,{"$f":"IF(K197<L197,ID_E,ID_O)","v":"G"},{"$f":"IF($C197=1,IF(SUM($D197:$D220)=0,\".\",IF(SUMPRODUCT($K197:$K220,$D197:$D220)<SUMPRODUCT($L197:$L220,$D197:$D220),ID_E,ID_O)),N196)","v":"G"},{"$f":"IF(SUM($B197:$C197)=2,IF(SUMPRODUCT($K197:$K364,$D197:$D364)<SUMPRODUCT($L197:$L364,$D197:$D364),ID_E,ID_O),O196)","v":"G"},"|",{"$f":"IF($C197=1,SUMIFS($D197:$D220,M197:M220,ID_O),\".\")","v":14.731001712778074},{"$f":"IF($C197=1,SUMIFS($D197:$D220,N197:N220,ID_O),\".\")","v":15.371480048116251},{"$f":"IF($C197=1,SUMIFS($D197:$D220,O197:O220,ID_O),\".\")","v":15.371480048116251}]
[1,2,2,{"$f":"INDEX(Assump!$C$30:$N$30,$A198)*INDEX(Assump!$C$56:$FN$56,($B198-1)*Hrs_in_dy+$C198)","v":0.64047833533817744},{"$f":"INDEX(ePrice!$F199:$K199,P_Off)*EPrice_Fac","v":169.77565593826685},15.55141824553718,null,{"$f":"SUM($F198:$G198)","v":15.55141824553718},13.478988304093566,1.7448509999999999,{"$f":"SUM(E198,H198)/COP_Elec","v":187.19906483212529},{"$f":"SUM(I198:J198)*GJ_MWh/COP_Other","v":73.074428659649115},"G","G","G","|",".",".","."]
[1,2,3,{"$f":"INDEX(Assump!$C$30:$N$30,$A199)*INDEX(Assump!$C$56:$FN$56,($B199-1)*Hrs_in_dy+$C199)","v":0.64047833533817744},{"$f":"INDEX(ePrice!$F200:$K200,P_Off)*EPrice_Fac","v":149.8289544437846},15.55141824553718,null,15.55141824553718,13.478988304093566,1.7448509999999999,167.05088150436544,73.074428659649115,"G","G","G","|",".",".","."]
[1,2,4,{"$f":"INDEX(Assump!$C$30:$N$30,$A200)*INDEX(Assump!$C$56:$FN$56,($B200-1)*Hrs_in_dy+$C200)","v":0.64047833533817744},{"$f":"INDEX(ePrice!$F201:$K201,P_Off)*EPrice_Fac","v":144.12325203416984},15.55141824553718,null,15.55141824553718,13.478988304093566,1.7448509999999999,161.28754573707781,73.074428659649115,"G","G","G","|",".",".","."]
[1,2,5,{"$f":"INDEX(Assump!$C$30:$N$30,$A201)*INDEX(Assump!$C$56:$FN$56,($B201-1)*Hrs_in_dy+$C201)","v":0.64047833533817744},{"$f":"INDEX(ePrice!$F202:$K202,P_Off)*EPrice_Fac","v":144.11549972111328},15.55141824553718,null,15.55141824553718,13.478988304093566,1.7448509999999999,161.27971511782874,73.074428659649115,"G","G","G","|",".",".","."]
[1,2,6,{"$f":"INDEX(Assump!$C$30:$N$30,$A202)*INDEX(Assump!$C$56:$FN$56,($B202-1)*Hrs_in_dy+$C202)","v":0.64047833533817744},{"$f":"INDEX(ePrice!$F203:$K203,P_Off)*EPrice_Fac","v":160.65893578377361},15.55141824553718,null,15.55141824553718,13.478988304093566,1.7448509999999999,177.99025659526342,73.074428659649115,"G","G","G","|",".",".","."]
[1,2,7,{"$f":"INDEX(Assump!$C$30:$N$30,$A203)*INDEX(Assump!$C$56:$FN$56,($B203-1)*Hrs_in_dy+$C203)","v":0.64047833533817744},{"$f":"INDEX(ePrice!$F204:$K204,P_Off)*EPrice_Fac","v":176.93104088945501},15.55141824553718,null,15.55141824553718,13.478988304093566,1.7448509999999999,194.426726398982,73.074428659649115,"G","G","G","|",".",".","."]
[1,2,8,{"$f":"INDEX(Assump!$C$30:$N$30,$A204)*INDEX(Assump!$C$56:$FN$56,($B204-1)*Hrs_in_dy+$C204)","v":0.64047833533817744},{"$f":"INDEX(ePrice!$F205:$K205,P_Off)*EPrice_Fac","v":194.89315024146251},15.55141824553718,null,15.55141824553718,13.478988304093566,1.7448509999999999,212.57027119898959,73.074428659649115,"G","G","G","|",".",".","."]
[1,2,9,{"$f":"INDEX(Assump!$C$30:$N$30,$A205)*INDEX(Assump!$C$56:$FN$56,($B205-1)*Hrs_in_dy+$C205)","v":0.64047833533817744},{"$f":"INDEX(ePrice!$F206:$K206,P_Off)*EPrice_Fac","v":206.51386751321874},15.55141824553718,null,15.55141824553718,13.478988304093566,1.7448509999999999,224.3083694532888,73.074428659649115,"G","G","G","|",".",".","."]
[1,2,10,{"$f":"INDEX(Assump!$C$30:$N$30,$A206)*INDEX(Assump!$C$56:$FN$56,($B206-1)*Hrs_in_dy+$C206)","v":0.64047833533817744},{"$f":"INDEX(ePrice!$F207:$K207,P_Off)*EPrice_Fac","v":192.88530115981814},15.55141824553718,null,15.55141824553718,13.478988304093566,1.7448509999999999,210.54214081349022,73.074428659649115,"G","G","G","|",".",".","."]
[1,2,11,{"$f":"INDEX(Assump!$C$30:$N$30,$A207)*INDEX(Assump!$C$56:$FN$56,($B207-1)*Hrs_in_dy+$C207)","v":0.64047833533817744},{"$f":"INDEX(ePrice!$F208:$K208,P_Off)*EPrice_Fac","v":168.07014706582765},15.55141824553718,null,15.55141824553718,13.478988304093566,1.7448509999999999,185.47632859733821,73.074428659649115,"G","G","G","|",".",".","."]
[1,2,12,{"$f":"INDEX(Assump!$C$30:$N$30,$A208)*INDEX(Assump!$C$56:$FN$56,($B208-1)*Hrs_in_dy+$C208)","v":0.64047833533817744},{"$f":"INDEX(ePrice!$F209:$K209,P_Off)*EPrice_Fac","v":83.880027271782978},15.55141824553718,null,15.55141824553718,13.478988304093566,1.7448509999999999,100.43580355284864,73.074428659649115,"G","G","G","|",".",".","."]
[1,2,13,{"$f":"INDEX(Assump!$C$30:$N$30,$A209)*INDEX(Assump!$C$56:$FN$56,($B209-1)*Hrs_in_dy+$C209)","v":0.64047833533817744},{"$f":"INDEX(ePrice!$F210:$K210,P_Off)*EPrice_Fac","v":28.334704221660516},15.55141824553718,null,15.55141824553718,13.478988304093566,1.7448509999999999,44.329416633533022,73.074428659649115,"E","G","G","|",".",".","."]
[1,2,14,{"$f":"INDEX(Assump!$C$30:$N$30,$A210)*INDEX(Assump!$C$56:$FN$56,($B210-1)*Hrs_in_dy+$C210)","v":0.64047833533817744},{"$f":"INDEX(ePrice!$F211:$K211,P_Off)*EPrice_Fac","v":66.134982685358651},15.55141824553718,null,15.55141824553718,13.478988304093566,1.7448509999999999,82.511516091813974,73.074428659649115,"G","G","G","|",".",".","."]
[1,2,15,{"$f":"INDEX(Assump!$C$30:$N$30,$A211)*INDEX(Assump!$C$56:$FN$56,($B211-1)*Hrs_in_dy+$C211)","v":0.64047833533817744},{"$f":"INDEX(ePrice!$F212:$K212,P_Off)*EPrice_Fac","v":156.89131163829427},15.55141824553718,null,15.55141824553718,13.478988304093566,1.7448509999999999,174.18457564023379,73.074428659649115,"G","G","G","|",".",".","."]
[1,2,16,{"$f":"INDEX(Assump!$C$30:$N$30,$A212)*INDEX(Assump!$C$56:$FN$56,($B212-1)*Hrs_in_dy+$C212)","v":0.64047833533817744},{"$f":"INDEX(ePrice!$F213:$K213,P_Off)*EPrice_Fac","v":224.42946298688699},15.55141824553718,null,15.55141824553718,13.478988304093566,1.7448509999999999,242.40493053780219,73.074428659649115,"G","G","G","|",".",".","."]
[1,2,17,{"$f":"INDEX(Assump!$C$30:$N$30,$A213)*INDEX(Assump!$C$56:$FN$56,($B213-1)*Hrs_in_dy+$C213)","v":0.64047833533817744},{"$f":"INDEX(ePrice!$F214:$K214,P_Off)*EPrice_Fac","v":238.77899445454597},15.55141824553718,null,15.55141824553718,13.478988304093566,1.7448509999999999,256.89940676776075,73.074428659649115,"G","G","G","|",".",".","."]
[1,2,18,{"$f":"INDEX(Assump!$C$30:$N$30,$A214)*INDEX(Assump!$C$56:$FN$56,($B214-1)*Hrs_in_dy+$C214)","v":0.64047833533817744},{"$f":"INDEX(ePrice!$F215:$K215,P_Off)*EPrice_Fac","v":221.0184452420086},15.55141824553718,null,15.55141824553718,13.478988304093566,1.7448509999999999,238.95945806822806,73.074428659649115,"G","G","G","|",".",".","."]
[1,2,19,{"$f":"INDEX(Assump!$C$30:$N$30,$A215)*INDEX(Assump!$C$56:$FN$56,($B215-1)*Hrs_in_dy+$C215)","v":0.64047833533817744},{"$f":"INDEX(ePrice!$F216:$K216,P_Off)*EPrice_Fac","v":166.89954779428982},15.55141824553718,null,15.55141824553718,13.478988304093566,1.7448509999999999,184.29390509073434,73.074428659649115,"G","G","G","|",".",".","."]
[1,2,20,{"$f":"INDEX(Assump!$C$30:$N$30,$A216)*INDEX(Assump!$C$56:$FN$56,($B216-1)*Hrs_in_dy+$C216)","v":0.64047833533817744},{"$f":"INDEX(ePrice!$F217:$K217,P_Off)*EPrice_Fac","v":154.06946968571305},15.55141824553718,null,15.55141824553718,13.478988304093566,1.7448509999999999,171.33423023358608,73.074428659649115,"G","G","G","|",".",".","."]
[1,2,21,{"$f":"INDEX(Assump!$C$30:$N$30,$A217)*INDEX(Assump!$C$56:$FN$56,($B217-1)*Hrs_in_dy+$C217)","v":0.64047833533817744},{"$f":"INDEX(ePrice!$F218:$K218,P_Off)*EPrice_Fac","v":159.62787814725354},15.55141824553718,null,15.55141824553718,13.478988304093566,1.7448509999999999,176.94878423514214,73.074428659649115,"G","G","G","|",".",".","."]
[1,2,22,{"$f":"INDEX(Assump!$C$30:$N$30,$A218)*INDEX(Assump!$C$56:$FN$56,($B218-1)*Hrs_in_dy+$C218)","v":0.64047833533817744},{"$f":"INDEX(ePrice!$F219:$K219,P_Off)*EPrice_Fac","v":164.96146953015435},15.55141824553718,null,15.55141824553718,13.478988304093566,1.7448509999999999,182.33625027847629,73.074428659649115,"G","G","G","|",".",".","."]
[1,2,23,{"$f":"INDEX(Assump!$C$30:$N$30,$A219)*INDEX(Assump!$C$56:$FN$56,($B219-1)*Hrs_in_dy+$C219)","v":0.64047833533817744},{"$f":"INDEX(ePrice!$F220:$K220,P_Off)*EPrice_Fac","v":163.2094467793759},15.55141824553718,null,15.55141824553718,13.478988304093566,1.7448509999999999,180.56653032819503,73.074428659649115,"G","G","G","|",".",".","."]
[1,2,24,{"$f":"INDEX(Assump!$C$30:$N$30,$A220)*INDEX(Assump!$C$56:$FN$56,($B220-1)*Hrs_in_dy+$C220)","v":0.64047833533817744},{"$f":"INDEX(ePrice!$F221:$K221,P_Off)*EPrice_Fac","v":155.29433514864664},15.55141824553718,null,15.55141824553718,13.478988304093566,1.7448509999999999,172.57146807493314,73.074428659649115,"G","G","G","|",".",".","."]
[1,3,1,{"$f":"INDEX(Assump!$C$30:$N$30,$A221)*INDEX(Assump!$C$56:$FN$56,($B221-1)*Hrs_in_dy+$C221)","v":0.64047833533817744},{"$f":"INDEX(ePrice!$F222:$K222,P_Off)*EPrice_Fac","v":143.67361787689038},15.55141824553718,null,15.55141824553718,13.478988304093566,1.7448509999999999,160.83336982063389,73.074428659649115,"G","G","G","|",15.371480048116251,15.371480048116251,15.371480048116251]
[1,3,2,{"$f":"INDEX(Assump!$C$30:$N$30,$A222)*INDEX(Assump!$C$56:$FN$56,($B222-1)*Hrs_in_dy+$C222)","v":0.64047833533817744},{"$f":"INDEX(ePrice!$F223:$K223,P_Off)*EPrice_Fac","v":138.52608200734659},15.55141824553718,null,15.55141824553718,13.478988304093566,1.7448509999999999,155.63383863927652,73.074428659649115,"G","G","G","|",".",".","."]
[1,3,3,{"$f":"INDEX(Assump!$C$30:$N$30,$A223)*INDEX(Assump!$C$56:$FN$56,($B223-1)*Hrs_in_dy+$C223)","v":0.64047833533817744},{"$f":"INDEX(ePrice!$F224:$K224,P_Off)*EPrice_Fac","v":111.53252794446782},15.55141824553718,null,15.55141824553718,13.478988304093566,1.7448509999999999,128.36762241414647,73.074428659649115,"G","G","G","|",".",".","."]
[1,3,4,{"$f":"INDEX(Assump!$C$30:$N$30,$A224)*INDEX(Assump!$C$56:$FN$56,($B224-1)*Hrs_in_dy+$C224)","v":0.64047833533817744},{"$f":"INDEX(ePrice!$F225:$K225,P_Off)*EPrice_Fac","v":101.88089818907321},15.55141824553718,null,15.55141824553718,13.478988304093566,1.7448509999999999,118.6185014491014,73.074428659649115,"G","G","G","|",".",".","."]
[1,3,5,{"$f":"INDEX(Assump!$C$30:$N$30,$A225)*INDEX(Assump!$C$56:$FN$56,($B225-1)*Hrs_in_dy+$C225)","v":0.64047833533817744},{"$f":"INDEX(ePrice!$F226:$K226,P_Off)*EPrice_Fac","v":97.330290424883131},15.55141824553718,null,15.55141824553718,13.478988304093566,1.7448509999999999,114.0219279499195,73.074428659649115,"G","G","G","|",".",".","."]
[1,3,6,{"$f":"INDEX(Assump!$C$30:$N$30,$A226)*INDEX(Assump!$C$56:$FN$56,($B226-1)*Hrs_in_dy+$C226)","v":0.64047833533817744},{"$f":"INDEX(ePrice!$F227:$K227,P_Off)*EPrice_Fac","v":109.36963260169263},15.55141824553718,null,15.55141824553718,13.478988304093566,1.7448509999999999,126.18287964366647,73.074428659649115,"G","G","G","|",".",".","."]
[1,3,7,{"$f":"INDEX(Assump!$C$30:$N$30,$A227)*INDEX(Assump!$C$56:$FN$56,($B227-1)*Hrs_in_dy+$C227)","v":0.64047833533817744},{"$f":"INDEX(ePrice!$F228:$K228,P_Off)*EPrice_Fac","v":137.57254750139191},15.55141824553718,null,15.55141824553718,13.478988304093566,1.7448509999999999,154.67067247164553,73.074428659649115,"G","G","G","|",".",".","."]
[1,3,8,{"$f":"INDEX(Assump!$C$30:$N$30,$A228)*INDEX(Assump!$C$56:$FN$56,($B228-1)*Hrs_in_dy+$C228)","v":0.64047833533817744},{"$f":"INDEX(ePrice!$F229:$K229,P_Off)*EPrice_Fac","v":183.95463651868192},15.55141824553718,null,15.55141824553718,13.478988304093566,1.7448509999999999,201.52126743860515,73.074428659649115,"G","G","G","|",".",".","."]
[1,3,9,{"$f":"INDEX(Assump!$C$30:$N$30,$A229)*INDEX(Assump!$C$56:$FN$56,($B229-1)*Hrs_in_dy+$C229)","v":0.64047833533817744},{"$f":"INDEX(ePrice!$F230:$K230,P_Off)*EPrice_Fac","v":225.07290497058},15.55141824553718,null,15.55141824553718,13.478988304093566,1.7448509999999999,243.05487193547191,73.074428659649115,"G","G","G","|",".",".","."]
[1,3,10,{"$f":"INDEX(Assump!$C$30:$N$30,$A230)*INDEX(Assump!$C$56:$FN$56,($B230-1)*Hrs_in_dy+$C230)","v":0.64047833533817744},{"$f":"INDEX(ePrice!$F231:$K231,P_Off)*EPrice_Fac","v":223.13482670644447},15.55141824553718,null,15.55141824553718,13.478988304093566,1.7448509999999999,241.0972171232138,73.074428659649115,"G","G","G","|",".",".","."]
[1,3,11,{"$f":"INDEX(Assump!$C$30:$N$30,$A231)*INDEX(Assump!$C$56:$FN$56,($B231-1)*Hrs_in_dy+$C231)","v":0.64047833533817744},{"$f":"INDEX(ePrice!$F232:$K232,P_Off)*EPrice_Fac","v":198.72279289139416},15.55141824553718,null,15.55141824553718,13.478988304093566,1.7448509999999999,216.43859710801146,73.074428659649115,"G","G","G","|",".",".","."]
[1,3,12,{"$f":"INDEX(Assump!$C$30:$N$30,$A232)*INDEX(Assump!$C$56:$FN$56,($B232-1)*Hrs_in_dy+$C232)","v":0.64047833533817744},{"$f":"INDEX(ePrice!$F233:$K233,P_Off)*EPrice_Fac","v":195.629619981834},15.55141824553718,null,15.55141824553718,13.478988304093566,1.7448509999999999,213.31418002764767,73.074428659649115,"G","G","G","|",".",".","."]
[1,3,13,{"$f":"INDEX(Assump!$C$30:$N$30,$A233)*INDEX(Assump!$C$56:$FN$56,($B233-1)*Hrs_in_dy+$C233)","v":0.64047833533817744},{"$f":"INDEX(ePrice!$F234:$K234,P_Off)*EPrice_Fac","v":200.43605407688992},15.55141824553718,null,15.55141824553718,13.478988304093566,1.7448509999999999,218.16916396204758,73.074428659649115,"G","G","G","|",".",".","."]
[1,3,14,{"$f":"INDEX(Assump!$C$30:$N$30,$A234)*INDEX(Assump!$C$56:$FN$56,($B234-1)*Hrs_in_dy+$C234)","v":0.64047833533817744},{"$f":"INDEX(ePrice!$F235:$K235,P_Off)*EPrice_Fac","v":202.81601418524829},15.55141824553718,null,15.55141824553718,13.478988304093566,1.7448509999999999,220.57316407150049,73.074428659649115,"G","G","G","|",".",".","."]
[1,3,15,{"$f":"INDEX(Assump!$C$30:$N$30,$A235)*INDEX(Assump!$C$56:$FN$56,($B235-1)*Hrs_in_dy+$C235)","v":0.64047833533817744},{"$f":"INDEX(ePrice!$F236:$K236,P_Off)*EPrice_Fac","v":196.75370537503255},15.55141824553718,null,15.55141824553718,13.478988304093566,1.7448509999999999,214.4496198187573,73.074428659649115,"G","G","G","|",".",".","."]
[1,3,16,{"$f":"INDEX(Assump!$C$30:$N$30,$A236)*INDEX(Assump!$C$56:$FN$56,($B236-1)*Hrs_in_dy+$C236)","v":0.64047833533817744},{"$f":"INDEX(ePrice!$F237:$K237,P_Off)*EPrice_Fac","v":201.73844267038899},15.55141824553718,null,15.55141824553718,13.478988304093566,1.7448509999999999,219.48470799588503,73.074428659649115,"G","G","G","|",".",".","."]
[1,3,17,{"$f":"INDEX(Assump!$C$30:$N$30,$A237)*INDEX(Assump!$C$56:$FN$56,($B237-1)*Hrs_in_dy+$C237)","v":0.64047833533817744},{"$f":"INDEX(ePrice!$F238:$K238,P_Off)*EPrice_Fac","v":194.2109466924868},15.55141824553718,null,15.55141824553718,13.478988304093566,1.7448509999999999,211.88117670507472,73.074428659649115,"G","G","G","|",".",".","."]
[1,3,18,{"$f":"INDEX(Assump!$C$30:$N$30,$A238)*INDEX(Assump!$C$56:$FN$56,($B238-1)*Hrs_in_dy+$C238)","v":0.64047833533817744},{"$f":"INDEX(ePrice!$F239:$K239,P_Off)*EPrice_Fac","v":170.53538261780795},15.55141824553718,null,15.55141824553718,13.478988304093566,1.7448509999999999,187.96646551853044,73.074428659649115,"G","G","G","|",".",".","."]
[1,3,19,{"$f":"INDEX(Assump!$C$30:$N$30,$A239)*INDEX(Assump!$C$56:$FN$56,($B239-1)*Hrs_in_dy+$C239)","v":0.64047833533817744},{"$f":"INDEX(ePrice!$F240:$K240,P_Off)*EPrice_Fac","v":148.89867687699962},15.55141824553718,null,15.55141824553718,13.478988304093566,1.7448509999999999,166.11120719448161,73.074428659649115,"G","G","G","|",".",".","."]
[1,3,20,{"$f":"INDEX(Assump!$C$30:$N$30,$A240)*INDEX(Assump!$C$56:$FN$56,($B240-1)*Hrs_in_dy+$C240)","v":0.64047833533817744},{"$f":"INDEX(ePrice!$F241:$K241,P_Off)*EPrice_Fac","v":142.20067839614742},15.55141824553718,null,15.55141824553718,13.478988304093566,1.7448509999999999,159.34555216331779,73.074428659649115,"G","G","G","|",".",".","."]
[1,3,21,{"$f":"INDEX(Assump!$C$30:$N$30,$A241)*INDEX(Assump!$C$56:$FN$56,($B241-1)*Hrs_in_dy+$C241)","v":0.64047833533817744},{"$f":"INDEX(ePrice!$F242:$K242,P_Off)*EPrice_Fac","v":150.88326901947431},15.55141824553718,null,15.55141824553718,13.478988304093566,1.7448509999999999,168.11584572223384,73.074428659649115,"G","G","G","|",".",".","."]
[1,3,22,{"$f":"INDEX(Assump!$C$30:$N$30,$A242)*INDEX(Assump!$C$56:$FN$56,($B242-1)*Hrs_in_dy+$C242)","v":0.64047833533817744},{"$f":"INDEX(ePrice!$F243:$K243,P_Off)*EPrice_Fac","v":145.1388050445768},15.55141824553718,null,15.55141824553718,13.478988304093566,1.7448509999999999,162.31335685870098,73.074428659649115,"G","G","G","|",".",".","."]
[1,3,23,{"$f":"INDEX(Assump!$C$30:$N$30,$A243)*INDEX(Assump!$C$56:$FN$56,($B243-1)*Hrs_in_dy+$C243)","v":0.64047833533817744},{"$f":"INDEX(ePrice!$F244:$K244,P_Off)*EPrice_Fac","v":143.38678229379835},15.55141824553718,null,15.55141824553718,13.478988304093566,1.7448509999999999,160.54363690841973,73.074428659649115,"G","G","G","|",".",".","."]
[1,3,24,{"$f":"INDEX(Assump!$C$30:$N$30,$A244)*INDEX(Assump!$C$56:$FN$56,($B244-1)*Hrs_in_dy+$C244)","v":0.64047833533817744},{"$f":"INDEX(ePrice!$F245:$K245,P_Off)*EPrice_Fac","v":115.78854781250931},15.55141824553718,null,15.55141824553718,13.478988304093566,1.7448509999999999,132.66663238186513,73.074428659649115,"G","G","G","|",".",".","."]
[1,4,1,{"$f":"INDEX(Assump!$C$30:$N$30,$A245)*INDEX(Assump!$C$56:$FN$56,($B245-1)*Hrs_in_dy+$C245)","v":0.64047833533817744},{"$f":"INDEX(ePrice!$F246:$K246,P_Off)*EPrice_Fac","v":119.02901467014381},15.55141824553718,null,15.55141824553718,13.478988304093566,1.7448509999999999,135.93983122796061,73.074428659649115,"G","G","G","|",15.371480048116251,15.371480048116251,15.371480048116251]
[1,4,2,{"$f":"INDEX(Assump!$C$30:$N$30,$A246)*INDEX(Assump!$C$56:$FN$56,($B246-1)*Hrs_in_dy+$C246)","v":0.64047833533817744},{"$f":"INDEX(ePrice!$F247:$K247,P_Off)*EPrice_Fac","v":114.26134214037054},15.55141824553718,null,15.55141824553718,13.478988304093566,1.7448509999999999,131.12400038980579,73.074428659649115,"G","G","G","|",".",".","."]
[1,4,3,{"$f":"INDEX(Assump!$C$30:$N$30,$A247)*INDEX(Assump!$C$56:$FN$56,($B247-1)*Hrs_in_dy+$C247)","v":0.64047833533817744},{"$f":"INDEX(ePrice!$F248:$K248,P_Off)*EPrice_Fac","v":85.802600909805363},15.55141824553718,null,15.55141824553718,13.478988304093566,1.7448509999999999,102.37779712660863,73.074428659649115,"G","G","G","|",".",".","."]
[1,4,4,{"$f":"INDEX(Assump!$C$30:$N$30,$A248)*INDEX(Assump!$C$56:$FN$56,($B248-1)*Hrs_in_dy+$C248)","v":0.64047833533817744},{"$f":"INDEX(ePrice!$F249:$K249,P_Off)*EPrice_Fac","v":81.64736111149891},15.55141824553718,null,15.55141824553718,13.478988304093566,1.7448509999999999,98.180585209127358,73.074428659649115,"G","G","G","|",".",".","."]
[1,4,5,{"$f":"INDEX(Assump!$C$30:$N$30,$A249)*INDEX(Assump!$C$56:$FN$56,($B249-1)*Hrs_in_dy+$C249)","v":0.64047833533817744},{"$f":"INDEX(ePrice!$F250:$K250,P_Off)*EPrice_Fac","v":85.918885605653486},15.55141824553718,null,15.55141824553718,13.478988304093566,1.7448509999999999,102.4952564153441,73.074428659649115,"G","G","G","|",".",".","."]
[1,4,6,{"$f":"INDEX(Assump!$C$30:$N$30,$A250)*INDEX(Assump!$C$56:$FN$56,($B250-1)*Hrs_in_dy+$C250)","v":0.64047833533817744},{"$f":"INDEX(ePrice!$F251:$K251,P_Off)*EPrice_Fac","v":90.04311615173377},15.55141824553718,null,15.55141824553718,13.478988304093566,1.7448509999999999,106.66114585582925,73.074428659649115,"G","G","G","|",".",".","."]
[1,4,7,{"$f":"INDEX(Assump!$C$30:$N$30,$A251)*INDEX(Assump!$C$56:$FN$56,($B251-1)*Hrs_in_dy+$C251)","v":0.64047833533817744},{"$f":"INDEX(ePrice!$F252:$K252,P_Off)*EPrice_Fac","v":137.46401511860034},15.55141824553718,null,15.55141824553718,13.478988304093566,1.7448509999999999,154.56104380215911,73.074428659649115,"G","G","G","|",".",".","."]
[1,4,8,{"$f":"INDEX(Assump!$C$30:$N$30,$A252)*INDEX(Assump!$C$56:$FN$56,($B252-1)*Hrs_in_dy+$C252)","v":0.64047833533817744},{"$f":"INDEX(ePrice!$F253:$K253,P_Off)*EPrice_Fac","v":163.78311794555998},15.55141824553718,null,15.55141824553718,13.478988304093566,1.7448509999999999,181.14599615262338,73.074428659649115,"G","G","G","|",".",".","."]
[1,4,9,{"$f":"INDEX(Assump!$C$30:$N$30,$A253)*INDEX(Assump!$C$56:$FN$56,($B253-1)*Hrs_in_dy+$C253)","v":0.64047833533817744},{"$f":"INDEX(ePrice!$F254:$K254,P_Off)*EPrice_Fac","v":174.6518608508317},15.55141824553718,null,15.55141824553718,13.478988304093566,1.7448509999999999,192.12452433976654,73.074428659649115,"G","G","G","|",".",".","."]
[1,4,10,{"$f":"INDEX(Assump!$C$30:$N$30,$A254)*INDEX(Assump!$C$56:$FN$56,($B254-1)*Hrs_in_dy+$C254)","v":0.64047833533817744},{"$f":"INDEX(ePrice!$F255:$K255,P_Off)*EPrice_Fac","v":175.55888147844709},15.55141824553718,null,15.55141824553718,13.478988304093566,1.7448509999999999,193.04070679190332,73.074428659649115,"G","G","G","|",".",".","."]
[1,4,11,{"$f":"INDEX(Assump!$C$30:$N$30,$A255)*INDEX(Assump!$C$56:$FN$56,($B255-1)*Hrs_in_dy+$C255)","v":0.64047833533817744},{"$f":"INDEX(ePrice!$F256:$K256,P_Off)*EPrice_Fac","v":173.58204164902889},15.55141824553718,null,15.55141824553718,13.478988304093566,1.7448509999999999,191.04389888340009,73.074428659649115,"G","G","G","|",".",".","."]
[1,4,12,{"$f":"INDEX(Assump!$C$30:$N$30,$A256)*INDEX(Assump!$C$56:$FN$56,($B256-1)*Hrs_in_dy+$C256)","v":0.64047833533817744},{"$f":"INDEX(ePrice!$F257:$K257,P_Off)*EPrice_Fac","v":168.03913781360146},15.55141824553718,null,15.55141824553718,13.478988304093566,1.7448509999999999,185.44500612034204,73.074428659649115,"G","G","G","|",".",".","."]
[1,4,13,{"$f":"INDEX(Assump!$C$30:$N$30,$A257)*INDEX(Assump!$C$56:$FN$56,($B257-1)*Hrs_in_dy+$C257)","v":0.64047833533817744},{"$f":"INDEX(ePrice!$F258:$K258,P_Off)*EPrice_Fac","v":167.30266807323},15.55141824553718,null,15.55141824553718,13.478988304093566,1.7448509999999999,184.70109729168402,73.074428659649115,"G","G","G","|",".",".","."]
[1,4,14,{"$f":"INDEX(Assump!$C$30:$N$30,$A258)*INDEX(Assump!$C$56:$FN$56,($B258-1)*Hrs_in_dy+$C258)","v":0.64047833533817744},{"$f":"INDEX(ePrice!$F259:$K259,P_Off)*EPrice_Fac","v":168.0236331874884},15.55141824553718,null,15.55141824553718,13.478988304093566,1.7448509999999999,185.42934488184403,73.074428659649115,"G","G","G","|",".",".","."]
[1,4,15,{"$f":"INDEX(Assump!$C$30:$N$30,$A259)*INDEX(Assump!$C$56:$FN$56,($B259-1)*Hrs_in_dy+$C259)","v":0.64047833533817744},{"$f":"INDEX(ePrice!$F260:$K260,P_Off)*EPrice_Fac","v":173.38823382261538},15.55141824553718,null,15.55141824553718,13.478988304093566,1.7448509999999999,190.84813340217431,73.074428659649115,"G","G","G","|",".",".","."]
[1,4,16,{"$f":"INDEX(Assump!$C$30:$N$30,$A260)*INDEX(Assump!$C$56:$FN$56,($B260-1)*Hrs_in_dy+$C260)","v":0.64047833533817744},{"$f":"INDEX(ePrice!$F261:$K261,P_Off)*EPrice_Fac","v":174.2642451980046},15.55141824553718,null,15.55141824553718,13.478988304093566,1.7448509999999999,191.73299337731493,73.074428659649115,"G","G","G","|",".",".","."]
[1,4,17,{"$f":"INDEX(Assump!$C$30:$N$30,$A261)*INDEX(Assump!$C$56:$FN$56,($B261-1)*Hrs_in_dy+$C261)","v":0.64047833533817744},{"$f":"INDEX(ePrice!$F262:$K262,P_Off)*EPrice_Fac","v":178.79159602302502},{"$f":"Nwk_Elec_Var","v":15.55141824553718},null,15.55141824553718,{"$f":"IF(Other_fuel=\"Gas\",\nCHOOSE(Gas_price_option,Other_fuel_price_wholesale_flex,Gas_elec_m*$E261+Gas_elec_c),\nOther_fuel_price_wholesale_flex)","v":13.478988304093566},{"$f":"IF(Other_fuel=\"Gas\",Nwk_Gas_Var,0)","v":1.7448509999999999},196.30607501874971,73.074428659649115,{"$f":"IF(K261<L261,ID_E,ID_O)","v":"G"},{"$f":"IF($C261=1,IF(SUM($D261:$D284)=0,\".\",IF(SUMPRODUCT($K261:$K284,$D261:$D284)<SUMPRODUCT($L261:$L284,$D261:$D284),ID_E,ID_O)),N260)","v":"G"},{"$f":"IF(SUM($B261:$C261)=2,IF(SUMPRODUCT($K261:$K428,$D261:$D428)<SUMPRODUCT($L261:$L428,$D261:$D428),ID_E,ID_O),O260)","v":"G"},"|",{"$f":"IF($C261=1,SUMIFS($D261:$D284,M261:M284,ID_O),\".\")","v":"."},{"$f":"IF($C261=1,SUMIFS($D261:$D284,N261:N284,ID_O),\".\")","v":"."},{"$f":"IF($C261=1,SUMIFS($D261:$D284,O261:O284,ID_O),\".\")","v":"."}]
[1,4,18,{"$f":"INDEX(Assump!$C$30:$N$30,$A262)*INDEX(Assump!$C$56:$FN$56,($B262-1)*Hrs_in_dy+$C262)","v":0.64047833533817744},{"$f":"INDEX(ePrice!$F263:$K263,P_Off)*EPrice_Fac","v":172.69827796058314},15.55141824553718,null,{"$f":"SUM($F262:$G262)","v":15.55141824553718},13.478988304093566,1.7448509999999999,{"$f":"SUM(E262,H262)/COP_Elec","v":190.15120828901041},{"$f":"SUM(I262:J262)*GJ_MWh/COP_Other","v":73.074428659649115},"G","G","G","|",".",".","."]
[1,4,19,{"$f":"INDEX(Assump!$C$30:$N$30,$A263)*INDEX(Assump!$C$56:$FN$56,($B263-1)*Hrs_in_dy+$C263)","v":0.64047833533817744},{"$f":"INDEX(ePrice!$F264:$K264,P_Off)*EPrice_Fac","v":164.55059693815764},15.55141824553718,null,15.55141824553718,13.478988304093566,1.7448509999999999,181.9212274582776,73.074428659649115,"G","G","G","|",".",".","."]
[1,4,20,{"$f":"INDEX(Assump!$C$30:$N$30,$A264)*INDEX(Assump!$C$56:$FN$56,($B264-1)*Hrs_in_dy+$C264)","v":0.64047833533817744},{"$f":"INDEX(ePrice!$F265:$K265,P_Off)*EPrice_Fac","v":144.83646483537166},15.55141824553718,null,15.55141824553718,13.478988304093566,1.7448509999999999,162.00796270798872,73.074428659649115,"G","G","G","|",".",".","."]
[1,4,21,{"$f":"INDEX(Assump!$C$30:$N$30,$A265)*INDEX(Assump!$C$56:$FN$56,($B265-1)*Hrs_in_dy+$C265)","v":0.64047833533817744},{"$f":"INDEX(ePrice!$F266:$K266,P_Off)*EPrice_Fac","v":144.96050184427634},15.55141824553718,null,15.55141824553718,13.478988304093566,1.7448509999999999,162.13325261597325,73.074428659649115,"G","G","G","|",".",".","."]
[1,4,22,{"$f":"INDEX(Assump!$C$30:$N$30,$A266)*INDEX(Assump!$C$56:$FN$56,($B266-1)*Hrs_in_dy+$C266)","v":0.64047833533817744},{"$f":"INDEX(ePrice!$F267:$K267,P_Off)*EPrice_Fac","v":164.90720333875856},15.55141824553718,null,15.55141824553718,13.478988304093566,1.7448509999999999,182.28143594373307,73.074428659649115,"G","G","G","|",".",".","."]
[1,4,23,{"$f":"INDEX(Assump!$C$30:$N$30,$A267)*INDEX(Assump!$C$56:$FN$56,($B267-1)*Hrs_in_dy+$C267)","v":0.64047833533817744},{"$f":"INDEX(ePrice!$F268:$K268,P_Off)*EPrice_Fac","v":163.3024745360544},15.55141824553718,null,15.55141824553718,13.478988304093566,1.7448509999999999,180.66049775918341,73.074428659649115,"G","G","G","|",".",".","."]
[1,4,24,{"$f":"INDEX(Assump!$C$30:$N$30,$A268)*INDEX(Assump!$C$56:$FN$56,($B268-1)*Hrs_in_dy+$C268)","v":0.64047833533817744},{"$f":"INDEX(ePrice!$F269:$K269,P_Off)*EPrice_Fac","v":137.83612614531435},15.55141824553718,null,15.55141824553718,13.478988304093566,1.7448509999999999,154.93691352611265,73.074428659649115,"G","G","G","|",".",".","."]
[1,5,1,{"$f":"INDEX(Assump!$C$30:$N$30,$A269)*INDEX(Assump!$C$56:$FN$56,($B269-1)*Hrs_in_dy+$C269)","v":0.64047833533817744},{"$f":"INDEX(ePrice!$F270:$K270,P_Off)*EPrice_Fac","v":135.43290909778636},15.55141824553718,null,15.55141824553718,13.478988304093566,1.7448509999999999,152.50942155891266,73.074428659649115,"G","G","G","|",15.371480048116251,15.371480048116251,15.371480048116251]
[1,5,2,{"$f":"INDEX(Assump!$C$30:$N$30,$A270)*INDEX(Assump!$C$56:$FN$56,($B270-1)*Hrs_in_dy+$C270)","v":0.64047833533817744},{"$f":"INDEX(ePrice!$F271:$K271,P_Off)*EPrice_Fac","v":133.98322655621305},15.55141824553718,null,15.55141824553718,13.478988304093566,1.7448509999999999,151.04509575934367,73.074428659649115,"G","G","G","|",".",".","."]
[1,5,3,{"$f":"INDEX(Assump!$C$30:$N$30,$A271)*INDEX(Assump!$C$56:$FN$56,($B271-1)*Hrs_in_dy+$C271)","v":0.64047833533817744},{"$f":"INDEX(ePrice!$F272:$K272,P_Off)*EPrice_Fac","v":106.96641555416467},15.55141824553718,null,15.55141824553718,13.478988304093566,1.7448509999999999,123.75538767646651,73.074428659649115,"G","G","G","|",".",".","."]
[1,5,4,{"$f":"INDEX(Assump!$C$30:$N$30,$A272)*INDEX(Assump!$C$56:$FN$56,($B272-1)*Hrs_in_dy+$C272)","v":0.64047833533817744},{"$f":"INDEX(ePrice!$F273:$K273,P_Off)*EPrice_Fac","v":82.515620173831607},15.55141824553718,null,15.55141824553718,13.478988304093566,1.7448509999999999,99.05761456501898,73.074428659649115,"G","G","G","|",".",".","."]
[1,5,5,{"$f":"INDEX(Assump!$C$30:$N$30,$A273)*INDEX(Assump!$C$56:$FN$56,($B273-1)*Hrs_in_dy+$C273)","v":0.64047833533817744},{"$f":"INDEX(ePrice!$F274:$K274,P_Off)*EPrice_Fac","v":87.577880599753442},15.55141824553718,null,15.55141824553718,13.478988304093566,1.7448509999999999,104.17100893463699,73.074428659649115,"G","G","G","|",".",".","."]
[1,5,6,{"$f":"INDEX(Assump!$C$30:$N$30,$A274)*INDEX(Assump!$C$56:$FN$56,($B274-1)*Hrs_in_dy+$C274)","v":0.64047833533817744},{"$f":"INDEX(ePrice!$F275:$K275,P_Off)*EPrice_Fac","v":90.18265778675152},15.55141824553718,null,15.55141824553718,13.478988304093566,1.7448509999999999,106.80209700231181,73.074428659649115,"G","G","G","|",".",".","."]
[1,5,7,{"$f":"INDEX(Assump!$C$30:$N$30,$A275)*INDEX(Assump!$C$56:$FN$56,($B275-1)*Hrs_in_dy+$C275)","v":0.64047833533817744},{"$f":"INDEX(ePrice!$F276:$K276,P_Off)*EPrice_Fac","v":139.30131331300078},15.55141824553718,null,15.55141824553718,13.478988304093566,1.7448509999999999,156.41690056417974,73.074428659649115,"G","G","G","|",".",".","."]
[1,5,8,{"$f":"INDEX(Assump!$C$30:$N$30,$A276)*INDEX(Assump!$C$56:$FN$56,($B276-1)*Hrs_in_dy+$C276)","v":0.64047833533817744},{"$f":"INDEX(ePrice!$F277:$K277,P_Off)*EPrice_Fac","v":154.97649031332844},15.55141824553718,null,15.55141824553718,13.478988304093566,1.7448509999999999,172.25041268572284,73.074428659649115,"G","G","G","|",".",".","."]
[1,5,9,{"$f":"INDEX(Assump!$C$30:$N$30,$A277)*INDEX(Assump!$C$56:$FN$56,($B277-1)*Hrs_in_dy+$C277)","v":0.64047833533817744},{"$f":"INDEX(ePrice!$F278:$K278,P_Off)*EPrice_Fac","v":174.34176832857},15.55141824553718,null,15.55141824553718,13.478988304093566,1.7448509999999999,191.81129956980524,73.074428659649115,"G","G","G","|",".",".","."]
[1,5,10,{"$f":"INDEX(Assump!$C$30:$N$30,$A278)*INDEX(Assump!$C$56:$FN$56,($B278-1)*Hrs_in_dy+$C278)","v":0.64047833533817744},{"$f":"INDEX(ePrice!$F279:$K279,P_Off)*EPrice_Fac","v":179.65985508535772},15.55141824553718,null,15.55141824553718,13.478988304093566,1.7448509999999999,197.18310437464132,73.074428659649115,"G","G","G","|",".",".","."]
[1,5,11,{"$f":"INDEX(Assump!$C$30:$N$30,$A279)*INDEX(Assump!$C$56:$FN$56,($B279-1)*Hrs_in_dy+$C279)","v":0.64047833533817744},{"$f":"INDEX(ePrice!$F280:$K280,P_Off)*EPrice_Fac","v":171.27960467123597},15.55141824553718,null,15.55141824553718,13.478988304093566,1.7448509999999999,188.71820496643753,73.074428659649115,"G","G","G","|",".",".","."]
[1,5,12,{"$f":"INDEX(Assump!$C$30:$N$30,$A280)*INDEX(Assump!$C$56:$FN$56,($B280-1)*Hrs_in_dy+$C280)","v":0.64047833533817744},{"$f":"INDEX(ePrice!$F281:$K281,P_Off)*EPrice_Fac","v":161.86829662059415},15.55141824553718,null,15.55141824553718,13.478988304093566,1.7448509999999999,179.21183319811246,73.074428659649115,"G","G","G","|",".",".","."]
[1,5,13,{"$f":"INDEX(Assump!$C$30:$N$30,$A281)*INDEX(Assump!$C$56:$FN$56,($B281-1)*Hrs_in_dy+$C281)","v":0.64047833533817744},{"$f":"INDEX(ePrice!$F282:$K282,P_Off)*EPrice_Fac","v":161.86829662059415},15.55141824553718,null,15.55141824553718,13.478988304093566,1.7448509999999999,179.21183319811246,73.074428659649115,"G","G","G","|",".",".","."]
[1,5,14,{"$f":"INDEX(Assump!$C$30:$N$30,$A282)*INDEX(Assump!$C$56:$FN$56,($B282-1)*Hrs_in_dy+$C282)","v":0.64047833533817744},{"$f":"INDEX(ePrice!$F283:$K283,P_Off)*EPrice_Fac","v":165.69793927052584},15.55141824553718,null,15.55141824553718,13.478988304093566,1.7448509999999999,183.08015910713436,73.074428659649115,"G","G","G","|",".",".","."]
[1,5,15,{"$f":"INDEX(Assump!$C$30:$N$30,$A283)*INDEX(Assump!$C$56:$FN$56,($B283-1)*Hrs_in_dy+$C283)","v":0.64047833533817744},{"$f":"INDEX(ePrice!$F284:$K284,P_Off)*EPrice_Fac","v":165.72119620969542},15.55141824553718,null,15.55141824553718,13.478988304093566,1.7448509999999999,183.10365096488141,73.074428659649115,"G","G","G","|",".",".","."]
[1,5,16,{"$f":"INDEX(Assump!$C$30:$N$30,$A284)*INDEX(Assump!$C$56:$FN$56,($B284-1)*Hrs_in_dy+$C284)","v":0.64047833533817744},{"$f":"INDEX(ePrice!$F285:$K285,P_Off)*EPrice_Fac","v":170.01597764301962},15.55141824553718,null,15.55141824553718,13.478988304093566,1.7448509999999999,187.44181402884524,73.074428659649115,"G","G","G","|",".",".","."]
[1,5,17,{"$f":"INDEX(Assump!$C$30:$N$30,$A285)*INDEX(Assump!$C$56:$FN$56,($B285-1)*Hrs_in_dy+$C285)","v":0.64047833533817744},{"$f":"INDEX(ePrice!$F286:$K286,P_Off)*EPrice_Fac","v":168.32597339669354},15.55141824553718,null,15.55141824553718,13.478988304093566,1.7448509999999999,185.73473903255629,73.074428659649115,"G","G","G","|",".",".","."]
[1,5,18,{"$f":"INDEX(Assump!$C$30:$N$30,$A286)*INDEX(Assump!$C$56:$FN$56,($B286-1)*Hrs_in_dy+$C286)","v":0.64047833533817744},{"$f":"INDEX(ePrice!$F287:$K287,P_Off)*EPrice_Fac","v":167.93835774386642},15.55141824553718,null,15.55141824553718,13.478988304093566,1.7448509999999999,185.34320807010465,73.074428659649115,"G","G","G","|",".",".","."]
[1,5,19,{"$f":"INDEX(Assump!$C$30:$N$30,$A287)*INDEX(Assump!$C$56:$FN$56,($B287-1)*Hrs_in_dy+$C287)","v":0.64047833533817744},{"$f":"INDEX(ePrice!$F288:$K288,P_Off)*EPrice_Fac","v":157.68204757006154},15.55141824553718,null,15.55141824553718,13.478988304093566,1.7448509999999999,174.98329880363508,73.074428659649115,"G","G","G","|",".",".","."]
[1,5,20,{"$f":"INDEX(Assump!$C$30:$N$30,$A288)*INDEX(Assump!$C$56:$FN$56,($B288-1)*Hrs_in_dy+$C288)","v":0.64047833533817744},{"$f":"INDEX(ePrice!$F289:$K289,P_Off)*EPrice_Fac","v":144.88297871371091},15.55141824553718,null,15.55141824553718,13.478988304093566,1.7448509999999999,162.05494642348293,73.074428659649115,"G","G","G","|",".",".","."]
[1,5,21,{"$f":"INDEX(Assump!$C$30:$N$30,$A289)*INDEX(Assump!$C$56:$FN$56,($B289-1)*Hrs_in_dy+$C289)","v":0.64047833533817744},{"$f":"INDEX(ePrice!$F290:$K290,P_Off)*EPrice_Fac","v":144.59614313061886},15.55141824553718,null,15.55141824553718,13.478988304093566,1.7448509999999999,161.76521351126871,73.074428659649115,"G","G","G","|",".",".","."]
[1,5,22,{"$f":"INDEX(Assump!$C$30:$N$30,$A290)*INDEX(Assump!$C$56:$FN$56,($B290-1)*Hrs_in_dy+$C290)","v":0.64047833533817744},{"$f":"INDEX(ePrice!$F291:$K291,P_Off)*EPrice_Fac","v":157.84484614424892},15.55141824553718,null,15.55141824553718,13.478988304093566,1.7448509999999999,175.14774180786475,73.074428659649115,"G","G","G","|",".",".","."]
[1,5,23,{"$f":"INDEX(Assump!$C$30:$N$30,$A291)*INDEX(Assump!$C$56:$FN$56,($B291-1)*Hrs_in_dy+$C291)","v":0.64047833533817744},{"$f":"INDEX(ePrice!$F292:$K292,P_Off)*EPrice_Fac","v":160.3953571398512},15.55141824553718,null,15.55141824553718,13.478988304093566,1.7448509999999999,177.72401554079633,73.074428659649115,"G","G","G","|",".",".","."]
[1,5,24,{"$f":"INDEX(Assump!$C$30:$N$30,$A292)*INDEX(Assump!$C$56:$FN$56,($B292-1)*Hrs_in_dy+$C292)","v":0.64047833533817744},{"$f":"INDEX(ePrice!$F293:$K293,P_Off)*EPrice_Fac","v":147.8056007360272},15.55141824553718,null,15.55141824553718,13.478988304093566,1.7448509999999999,165.00708988036806,73.074428659649115,"G","G","G","|",".",".","."]
[1,6,1,{"$f":"INDEX(Assump!$C$30:$N$30,$A293)*INDEX(Assump!$C$56:$FN$56,($B293-1)*Hrs_in_dy+$C293)","v":0.64047833533817744},{"$f":"INDEX(ePrice!$F294:$K294,P_Off)*EPrice_Fac","v":153.03065973613641},15.55141824553718,null,15.55141824553718,13.478988304093566,1.7448509999999999,170.28492725421575,73.074428659649115,"G","G","G","|",15.371480048116251,15.371480048116251,15.371480048116251]
[1,6,2,{"$f":"INDEX(Assump!$C$30:$N$30,$A294)*INDEX(Assump!$C$56:$FN$56,($B294-1)*Hrs_in_dy+$C294)","v":0.64047833533817744},{"$f":"INDEX(ePrice!$F295:$K295,P_Off)*EPrice_Fac","v":150.5809288102692},15.55141824553718,null,15.55141824553718,13.478988304093566,1.7448509999999999,167.81045157152158,73.074428659649115,"G","G","G","|",".",".","."]
[1,6,3,{"$f":"INDEX(Assump!$C$30:$N$30,$A295)*INDEX(Assump!$C$56:$FN$56,($B295-1)*Hrs_in_dy+$C295)","v":0.64047833533817744},{"$f":"INDEX(ePrice!$F296:$K296,P_Off)*EPrice_Fac","v":157.09287177776434},15.55141824553718,null,15.55141824553718,13.478988304093566,1.7448509999999999,174.3881717407086,73.074428659649115,"G","G","G","|",".",".","."]
[1,6,4,{"$f":"INDEX(Assump!$C$30:$N$30,$A296)*INDEX(Assump!$C$56:$FN$56,($B296-1)*Hrs_in_dy+$C296)","v":0.64047833533817744},{"$f":"INDEX(ePrice!$F297:$K297,P_Off)*EPrice_Fac","v":153.53456008481166},15.55141824553718,null,15.55141824553718,13.478988304093566,1.7448509999999999,170.79391750540287,73.074428659649115,"G","G","G","|",".",".","."]
[1,6,5,{"$f":"INDEX(Assump!$C$30:$N$30,$A297)*INDEX(Assump!$C$56:$FN$56,($B297-1)*Hrs_in_dy+$C297)","v":0.64047833533817744},{"$f":"INDEX(ePrice!$F298:$K298,P_Off)*EPrice_Fac","v":149.38707259956172},15.55141824553718,null,15.55141824553718,13.478988304093566,1.7448509999999999,166.60453620717061,73.074428659649115,"G","G","G","|",".",".","."]
[1,6,6,{"$f":"INDEX(Assump!$C$30:$N$30,$A298)*INDEX(Assump!$C$56:$FN$56,($B298-1)*Hrs_in_dy+$C298)","v":0.64047833533817744},{"$f":"INDEX(ePrice!$F299:$K299,P_Off)*EPrice_Fac","v":155.91452019316998},15.55141824553718,null,15.55141824553718,13.478988304093566,1.7448509999999999,173.19791761485573,73.074428659649115,"G","G","G","|",".",".","."]
[1,6,7,{"$f":"INDEX(Assump!$C$30:$N$30,$A299)*INDEX(Assump!$C$56:$FN$56,($B299-1)*Hrs_in_dy+$C299)","v":0.64047833533817744},{"$f":"INDEX(ePrice!$F300:$K300,P_Off)*EPrice_Fac","v":164.26376135506555},15.55141824553718,null,15.55141824553718,13.478988304093566,1.7448509999999999,181.63149454606338,73.074428659649115,"G","G","G","|",".",".","."]
[1,6,8,{"$f":"INDEX(Assump!$C$30:$N$30,$A300)*INDEX(Assump!$C$56:$FN$56,($B300-1)*Hrs_in_dy+$C300)","v":0.64047833533817744},{"$f":"INDEX(ePrice!$F301:$K301,P_Off)*EPrice_Fac","v":171.61295413266728},15.55141824553718,null,15.55141824553718,13.478988304093566,1.7448509999999999,189.05492159414592,73.074428659649115,"G","G","G","|",".",".","."]
[1,6,9,{"$f":"INDEX(Assump!$C$30:$N$30,$A301)*INDEX(Assump!$C$56:$FN$56,($B301-1)*Hrs_in_dy+$C301)","v":0.64047833533817744},{"$f":"INDEX(ePrice!$F302:$K302,P_Off)*EPrice_Fac","v":176.93104088945498},15.55141824553718,null,15.55141824553718,13.478988304093566,1.7448509999999999,194.42672639898197,73.074428659649115,"G","G","G","|",".",".","."]
[1,6,10,{"$f":"INDEX(Assump!$C$30:$N$30,$A302)*INDEX(Assump!$C$56:$FN$56,($B302-1)*Hrs_in_dy+$C302)","v":0.64047833533817744},{"$f":"INDEX(ePrice!$F303:$K303,P_Off)*EPrice_Fac","v":182.2491276462427},15.55141824553718,null,15.55141824553718,13.478988304093566,1.7448509999999999,199.79853120381807,73.074428659649115,"G","G","G","|",".",".","."]
[1,6,11,{"$f":"INDEX(Assump!$C$30:$N$30,$A303)*INDEX(Assump!$C$56:$FN$56,($B303-1)*Hrs_in_dy+$C303)","v":0.64047833533817744},{"$f":"INDEX(ePrice!$F304:$K304,P_Off)*EPrice_Fac","v":191.68369263605416},15.55141824553718,null,15.55141824553718,13.478988304093566,1.7448509999999999,209.32839482989024,73.074428659649115,"G","G","G","|",".",".","."]
[1,6,12,{"$f":"INDEX(Assump!$C$30:$N$30,$A304)*INDEX(Assump!$C$56:$FN$56,($B304-1)*Hrs_in_dy+$C304)","v":0.64047833533817744},{"$f":"INDEX(ePrice!$F305:$K305,P_Off)*EPrice_Fac","v":180.59013265214276},15.55141824553718,null,15.55141824553718,13.478988304093566,1.7448509999999999,198.1227786845252,73.074428659649115,"G","G","G","|",".",".","."]
[1,6,13,{"$f":"INDEX(Assump!$C$30:$N$30,$A305)*INDEX(Assump!$C$56:$FN$56,($B305-1)*Hrs_in_dy+$C305)","v":0.64047833533817744},{"$f":"INDEX(ePrice!$F306:$K306,P_Off)*EPrice_Fac","v":178.66755901412037},15.55141824553718,null,15.55141824553718,13.478988304093566,1.7448509999999999,196.18078511076521,73.074428659649115,"G","G","G","|",".",".","."]
[1,6,14,{"$f":"INDEX(Assump!$C$30:$N$30,$A306)*INDEX(Assump!$C$56:$FN$56,($B306-1)*Hrs_in_dy+$C306)","v":0.64047833533817744},{"$f":"INDEX(ePrice!$F307:$K307,P_Off)*EPrice_Fac","v":172.00832209855091},15.55141824553718,null,15.55141824553718,13.478988304093566,1.7448509999999999,189.45428317584654,73.074428659649115,"G","G","G","|",".",".","."]
[1,6,15,{"$f":"INDEX(Assump!$C$30:$N$30,$A307)*INDEX(Assump!$C$56:$FN$56,($B307-1)*Hrs_in_dy+$C307)","v":0.64047833533817744},{"$f":"INDEX(ePrice!$F308:$K308,P_Off)*EPrice_Fac","v":166.13206880169218},15.55141824553718,null,15.55141824553718,13.478988304093566,1.7448509999999999,183.51867378508015,73.074428659649115,"G","G","G","|",".",".","."]
[1,6,16,{"$f":"INDEX(Assump!$C$30:$N$30,$A308)*INDEX(Assump!$C$56:$FN$56,($B308-1)*Hrs_in_dy+$C308)","v":0.64047833533817744},{"$f":"INDEX(ePrice!$F309:$K309,P_Off)*EPrice_Fac","v":169.76790362521029},15.55141824553718,null,15.55141824553718,13.478988304093566,1.7448509999999999,187.19123421287622,73.074428659649115,"G","G","G","|",".",".","."]
[1,6,17,{"$f":"INDEX(Assump!$C$30:$N$30,$A309)*INDEX(Assump!$C$56:$FN$56,($B309-1)*Hrs_in_dy+$C309)","v":0.64047833533817744},{"$f":"INDEX(ePrice!$F310:$K310,P_Off)*EPrice_Fac","v":168.50427659699398},15.55141824553718,null,15.55141824553718,13.478988304093566,1.7448509999999999,185.914843275284,73.074428659649115,"G","G","G","|",".",".","."]
[1,6,18,{"$f":"INDEX(Assump!$C$30:$N$30,$A310)*INDEX(Assump!$C$56:$FN$56,($B310-1)*Hrs_in_dy+$C310)","v":0.64047833533817744},{"$f":"INDEX(ePrice!$F311:$K311,P_Off)*EPrice_Fac","v":170.45785948724253},15.55141824553718,null,15.55141824553718,13.478988304093566,1.7448509999999999,187.88815932604012,73.074428659649115,"G","G","G","|",".",".","."]
[1,6,19,{"$f":"INDEX(Assump!$C$30:$N$30,$A311)*INDEX(Assump!$C$56:$FN$56,($B311-1)*Hrs_in_dy+$C311)","v":0.64047833533817744},{"$f":"INDEX(ePrice!$F312:$K312,P_Off)*EPrice_Fac","v":165.65142539218658},15.55141824553718,null,15.55141824553718,13.478988304093566,1.7448509999999999,183.03317539164016,73.074428659649115,"G","G","G","|",".",".","."]
[1,6,20,{"$f":"INDEX(Assump!$C$30:$N$30,$A312)*INDEX(Assump!$C$56:$FN$56,($B312-1)*Hrs_in_dy+$C312)","v":0.64047833533817744},{"$f":"INDEX(ePrice!$F313:$K313,P_Off)*EPrice_Fac","v":156.10057570652702},15.55141824553718,null,15.55141824553718,13.478988304093566,1.7448509999999999,173.38585247683253,73.074428659649115,"G","G","G","|",".",".","."]
[1,6,21,{"$f":"INDEX(Assump!$C$30:$N$30,$A313)*INDEX(Assump!$C$56:$FN$56,($B313-1)*Hrs_in_dy+$C313)","v":0.64047833533817744},{"$f":"INDEX(ePrice!$F314:$K314,P_Off)*EPrice_Fac","v":163.64357631054222},15.55141824553718,null,15.55141824553718,13.478988304093566,1.7448509999999999,181.00504500614079,73.074428659649115,"G","G","G","|",".",".","."]
[1,6,22,{"$f":"INDEX(Assump!$C$30:$N$30,$A314)*INDEX(Assump!$C$56:$FN$56,($B314-1)*Hrs_in_dy+$C314)","v":0.64047833533817744},{"$f":"INDEX(ePrice!$F315:$K315,P_Off)*EPrice_Fac","v":169.6903804946449},15.55141824553718,null,15.55141824553718,13.478988304093566,1.7448509999999999,187.11292802038594,73.074428659649115,"G","G","G","|",".",".","."]
[1,6,23,{"$f":"INDEX(Assump!$C$30:$N$30,$A315)*INDEX(Assump!$C$56:$FN$56,($B315-1)*Hrs_in_dy+$C315)","v":0.64047833533817744},{"$f":"INDEX(ePrice!$F316:$K316,P_Off)*EPrice_Fac","v":169.65161892936217},15.55141824553718,null,15.55141824553718,13.478988304093566,1.7448509999999999,187.07377492414076,73.074428659649115,"G","G","G","|",".",".","."]
[1,6,24,{"$f":"INDEX(Assump!$C$30:$N$30,$A316)*INDEX(Assump!$C$56:$FN$56,($B316-1)*Hrs_in_dy+$C316)","v":0.64047833533817744},{"$f":"INDEX(ePrice!$F317:$K317,P_Off)*EPrice_Fac","v":165.82972859248704},15.55141824553718,null,15.55141824553718,13.478988304093566,1.7448509999999999,183.21327963436789,73.074428659649115,"G","G","G","|",".",".","."]
[1,7,1,{"$f":"INDEX(Assump!$C$30:$N$30,$A317)*INDEX(Assump!$C$56:$FN$56,($B317-1)*Hrs_in_dy+$C317)","v":0.64047833533817744},{"$f":"INDEX(ePrice!$F318:$K318,P_Off)*EPrice_Fac","v":159.92246604340215},15.55141824553718,null,15.55141824553718,13.478988304093566,1.7448509999999999,177.2463477666054,73.074428659649115,"G","G","G","|",15.371480048116251,15.371480048116251,15.371480048116251]
[1,7,2,{"$f":"INDEX(Assump!$C$30:$N$30,$A318)*INDEX(Assump!$C$56:$FN$56,($B318-1)*Hrs_in_dy+$C318)","v":0.64047833533817744},{"$f":"INDEX(ePrice!$F319:$K319,P_Off)*EPrice_Fac","v":154.81369173914103},15.55141824553718,null,15.55141824553718,13.478988304093566,1.7448509999999999,172.08596968149314,73.074428659649115,"G","G","G","|",".",".","."]
[1,7,3,{"$f":"INDEX(Assump!$C$30:$N$30,$A319)*INDEX(Assump!$C$56:$FN$56,($B319-1)*Hrs_in_dy+$C319)","v":0.64047833533817744},{"$f":"INDEX(ePrice!$F320:$K320,P_Off)*EPrice_Fac","v":149.9529914526893},15.55141824553718,null,15.55141824553718,13.478988304093566,1.7448509999999999,167.17617141234999,73.074428659649115,"G","G","G","|",".",".","."]
[1,7,4,{"$f":"INDEX(Assump!$C$30:$N$30,$A320)*INDEX(Assump!$C$56:$FN$56,($B320-1)*Hrs_in_dy+$C320)","v":0.64047833533817744},{"$f":"INDEX(ePrice!$F321:$K321,P_Off)*EPrice_Fac","v":142.96040507568853},15.55141824553718,null,15.55141824553718,13.478988304093566,1.7448509999999999,160.11295284972294,73.074428659649115,"G","G","G","|",".",".","."]
[1,7,5,{"$f":"INDEX(Assump!$C$30:$N$30,$A321)*INDEX(Assump!$C$56:$FN$56,($B321-1)*Hrs_in_dy+$C321)","v":0.64047833533817744},{"$f":"INDEX(ePrice!$F322:$K322,P_Off)*EPrice_Fac","v":122.44003241502222},15.55141824553718,null,15.55141824553718,13.478988304093566,1.7448509999999999,139.38530369753474,73.074428659649115,"G","G","G","|",".",".","."]
[1,7,6,{"$f":"INDEX(Assump!$C$30:$N$30,$A322)*INDEX(Assump!$C$56:$FN$56,($B322-1)*Hrs_in_dy+$C322)","v":0.64047833533817744},{"$f":"INDEX(ePrice!$F323:$K323,P_Off)*EPrice_Fac","v":135.14607351469434},15.55141824553718,null,15.55141824553718,13.478988304093566,1.7448509999999999,152.2196886466985,73.074428659649115,"G","G","G","|",".",".","."]
[1,7,7,{"$f":"INDEX(Assump!$C$30:$N$30,$A323)*INDEX(Assump!$C$56:$FN$56,($B323-1)*Hrs_in_dy+$C323)","v":0.64047833533817744},{"$f":"INDEX(ePrice!$F324:$K324,P_Off)*EPrice_Fac","v":151.79028964708971},15.55141824553718,null,15.55141824553718,13.478988304093566,1.7448509999999999,169.03202817437059,73.074428659649115,"G","G","G","|",".",".","."]
[1,7,8,{"$f":"INDEX(Assump!$C$30:$N$30,$A324)*INDEX(Assump!$C$56:$FN$56,($B324-1)*Hrs_in_dy+$C324)","v":0.64047833533817744},{"$f":"INDEX(ePrice!$F325:$K325,P_Off)*EPrice_Fac","v":156.09282339347044},15.55141824553718,null,15.55141824553718,13.478988304093566,1.7448509999999999,173.37802185758346,73.074428659649115,"G","G","G","|",".",".","."]
[1,7,9,{"$f":"INDEX(Assump!$C$30:$N$30,$A325)*INDEX(Assump!$C$56:$FN$56,($B325-1)*Hrs_in_dy+$C325)","v":0.64047833533817744},{"$f":"INDEX(ePrice!$F326:$K326,P_Off)*EPrice_Fac","v":153.99194655514759},{"$f":"Nwk_Elec_Var","v":15.55141824553718},null,15.55141824553718,{"$f":"IF(Other_fuel=\"Gas\",\nCHOOSE(Gas_price_option,Other_fuel_price_wholesale_flex,Gas_elec_m*$E325+Gas_elec_c),\nOther_fuel_price_wholesale_flex)","v":13.478988304093566},{"$f":"IF(Other_fuel=\"Gas\",Nwk_Gas_Var,0)","v":1.7448509999999999},171.25592404109574,73.074428659649115,{"$f":"IF(K325<L325,ID_E,ID_O)","v":"G"},{"$f":"IF($C325=1,IF(SUM($D325:$D348)=0,\".\",IF(SUMPRODUCT($K325:$K348,$D325:$D348)<SUMPRODUCT($L325:$L348,$D325:$D348),ID_E,ID_O)),N324)","v":"G"},{"$f":"IF(SUM($B325:$C325)=2,IF(SUMPRODUCT($K325:$K492,$D325:$D492)<SUMPRODUCT($L325:$L492,$D325:$D492),ID_E,ID_O),O324)","v":"G"},"|",{"$f":"IF($C325=1,SUMIFS($D325:$D348,M325:M348,ID_O),\".\")","v":"."},{"$f":"IF($C325=1,SUMIFS($D325:$D348,N325:N348,ID_O),\".\")","v":"."},{"$f":"IF($C325=1,SUMIFS($D325:$D348,O325:O348,ID_O),\".\")","v":"."}]
[1,7,10,{"$f":"INDEX(Assump!$C$30:$N$30,$A326)*INDEX(Assump!$C$56:$FN$56,($B326-1)*Hrs_in_dy+$C326)","v":0.64047833533817744},{"$f":"INDEX(ePrice!$F327:$K327,P_Off)*EPrice_Fac","v":163.62807168442916},15.55141824553718,null,{"$f":"SUM($F326:$G326)","v":15.55141824553718},13.478988304093566,1.7448509999999999,{"$f":"SUM(E326,H326)/COP_Elec","v":180.98938376764278},{"$f":"SUM(I326:J326)*GJ_MWh/COP_Other","v":73.074428659649115},"G","G","G","|",".",".","."]
[1,7,11,{"$f":"INDEX(Assump!$C$30:$N$30,$A327)*INDEX(Assump!$C$56:$FN$56,($B327-1)*Hrs_in_dy+$C327)","v":0.64047833533817744},{"$f":"INDEX(ePrice!$F328:$K328,P_Off)*EPrice_Fac","v":166.48867520229311},15.55141824553718,null,15.55141824553718,13.478988304093566,1.7448509999999999,183.87888227053566,73.074428659649115,"G","G","G","|",".",".","."]
[1,7,12,{"$f":"INDEX(Assump!$C$30:$N$30,$A328)*INDEX(Assump!$C$56:$FN$56,($B328-1)*Hrs_in_dy+$C328)","v":0.64047833533817744},{"$f":"INDEX(ePrice!$F329:$K329,P_Off)*EPrice_Fac","v":162.3411877170432},15.55141824553718,null,15.55141824553718,13.478988304093566,1.7448509999999999,179.68950097230342,73.074428659649115,"G","G","G","|",".",".","."]
[1,7,13,{"$f":"INDEX(Assump!$C$30:$N$30,$A329)*INDEX(Assump!$C$56:$FN$56,($B329-1)*Hrs_in_dy+$C329)","v":0.64047833533817744},{"$f":"INDEX(ePrice!$F330:$K330,P_Off)*EPrice_Fac","v":157.20140416055594},15.55141824553718,null,15.55141824553718,13.478988304093566,1.7448509999999999,174.49780041019505,73.074428659649115,"G","G","G","|",".",".","."]
[1,7,14,{"$f":"INDEX(Assump!$C$30:$N$30,$A330)*INDEX(Assump!$C$56:$FN$56,($B330-1)*Hrs_in_dy+$C330)","v":0.64047833533817744},{"$f":"INDEX(ePrice!$F331:$K331,P_Off)*EPrice_Fac","v":157.71305682228771},15.55141824553718,null,15.55141824553718,13.478988304093566,1.7448509999999999,175.01462128063119,73.074428659649115,"G","G","G","|",".",".","."]
[1,7,15,{"$f":"INDEX(Assump!$C$30:$N$30,$A331)*INDEX(Assump!$C$56:$FN$56,($B331-1)*Hrs_in_dy+$C331)","v":0.64047833533817744},{"$f":"INDEX(ePrice!$F332:$K332,P_Off)*EPrice_Fac","v":161.89155355976376},15.55141824553718,null,15.55141824553718,13.478988304093566,1.7448509999999999,179.23532505585953,73.074428659649115,"G","G","G","|",".",".","."]
[1,7,16,{"$f":"INDEX(Assump!$C$30:$N$30,$A332)*INDEX(Assump!$C$56:$FN$56,($B332-1)*Hrs_in_dy+$C332)","v":0.64047833533817744},{"$f":"INDEX(ePrice!$F333:$K333,P_Off)*EPrice_Fac","v":179.5435703895096},15.55141824553718,null,15.55141824553718,13.478988304093566,1.7448509999999999,197.06564508590583,73.074428659649115,"G","G","G","|",".",".","."]
[1,7,17,{"$f":"INDEX(Assump!$C$30:$N$30,$A333)*INDEX(Assump!$C$56:$FN$56,($B333-1)*Hrs_in_dy+$C333)","v":0.64047833533817744},{"$f":"INDEX(ePrice!$F334:$K334,P_Off)*EPrice_Fac","v":186.33459662704027},15.55141824553718,null,15.55141824553718,13.478988304093566,1.7448509999999999,203.92526754805803,73.074428659649115,"G","G","G","|",".",".","."]
[1,7,18,{"$f":"INDEX(Assump!$C$30:$N$30,$A334)*INDEX(Assump!$C$56:$FN$56,($B334-1)*Hrs_in_dy+$C334)","v":0.64047833533817744},{"$f":"INDEX(ePrice!$F335:$K335,P_Off)*EPrice_Fac","v":187.43542508106921},15.55141824553718,null,15.55141824553718,13.478988304093566,1.7448509999999999,205.03721548142059,73.074428659649115,"G","G","G","|",".",".","."]
[1,7,19,{"$f":"INDEX(Assump!$C$30:$N$30,$A335)*INDEX(Assump!$C$56:$FN$56,($B335-1)*Hrs_in_dy+$C335)","v":0.64047833533817744},{"$f":"INDEX(ePrice!$F336:$K336,P_Off)*EPrice_Fac","v":187.861802299179},15.55141824553718,null,15.55141824553718,13.478988304093566,1.7448509999999999,205.46789954011734,73.074428659649115,"G","G","G","|",".",".","."]
[1,7,20,{"$f":"INDEX(Assump!$C$30:$N$30,$A336)*INDEX(Assump!$C$56:$FN$56,($B336-1)*Hrs_in_dy+$C336)","v":0.64047833533817744},{"$f":"INDEX(ePrice!$F337:$K337,P_Off)*EPrice_Fac","v":183.10963439551884},15.55141824553718,null,15.55141824553718,13.478988304093566,1.7448509999999999,200.66772994046062,73.074428659649115,"G","G","G","|",".",".","."]
[1,7,21,{"$f":"INDEX(Assump!$C$30:$N$30,$A337)*INDEX(Assump!$C$56:$FN$56,($B337-1)*Hrs_in_dy+$C337)","v":0.64047833533817744},{"$f":"INDEX(ePrice!$F338:$K338,P_Off)*EPrice_Fac","v":184.48954611958331},15.55141824553718,null,15.55141824553718,13.478988304093566,1.7448509999999999,202.06158016678836,73.074428659649115,"G","G","G","|",".",".","."]
[1,7,22,{"$f":"INDEX(Assump!$C$30:$N$30,$A338)*INDEX(Assump!$C$56:$FN$56,($B338-1)*Hrs_in_dy+$C338)","v":0.64047833533817744},{"$f":"INDEX(ePrice!$F339:$K339,P_Off)*EPrice_Fac","v":184.81514326795806},15.55141824553718,null,15.55141824553718,13.478988304093566,1.7448509999999999,202.39046617524772,73.074428659649115,"G","G","G","|",".",".","."]
[1,7,23,{"$f":"INDEX(Assump!$C$30:$N$30,$A339)*INDEX(Assump!$C$56:$FN$56,($B339-1)*Hrs_in_dy+$C339)","v":0.64047833533817744},{"$f":"INDEX(ePrice!$F340:$K340,P_Off)*EPrice_Fac","v":143.56508549409881},15.55141824553718,null,15.55141824553718,13.478988304093566,1.7448509999999999,160.72374115114746,73.074428659649115,"G","G","G","|",".",".","."]
[1,7,24,{"$f":"INDEX(Assump!$C$30:$N$30,$A340)*INDEX(Assump!$C$56:$FN$56,($B340-1)*Hrs_in_dy+$C340)","v":0.64047833533817744},{"$f":"INDEX(ePrice!$F341:$K341,P_Off)*EPrice_Fac","v":159.31778562499187},15.55141824553718,null,15.55141824553718,13.478988304093566,1.7448509999999999,176.63555946518085,73.074428659649115,"G","G","G","|",".",".","."]
[1,1,1,{"$f":"INDEX(Assump!$C$30:$N$30,$A341)*INDEX(Assump!$C$56:$FN$56,($B341-1)*Hrs_in_dy+$C341)","v":0.64047833533817744},{"$f":"INDEX(ePrice!$F342:$K342,P_Off)*EPrice_Fac","v":83.484659305899342},15.55141824553718,null,15.55141824553718,13.478988304093566,1.7448509999999999,100.03644197114799,73.074428659649115,"G","G","G","|",12.809566706763544,15.371480048116251,15.371480048116251]
[1,1,2,{"$f":"INDEX(Assump!$C$30:$N$30,$A342)*INDEX(Assump!$C$56:$FN$56,($B342-1)*Hrs_in_dy+$C342)","v":0.64047833533817744},{"$f":"INDEX(ePrice!$F343:$K343,P_Off)*EPrice_Fac","v":47.917047002485269},15.55141824553718,null,15.55141824553718,13.478988304093566,1.7448509999999999,64.109560856588331,73.074428659649115,"E","G","G","|",".",".","."]
[1,1,3,{"$f":"INDEX(Assump!$C$30:$N$30,$A343)*INDEX(Assump!$C$56:$FN$56,($B343-1)*Hrs_in_dy+$C343)","v":0.64047833533817744},{"$f":"INDEX(ePrice!$F344:$K344,P_Off)*EPrice_Fac","v":35.854447886506129},15.55141824553718,null,15.55141824553718,13.478988304093566,1.7448509999999999,51.925117305094247,73.074428659649115,"E","G","G","|",".",".","."]
[1,1,4,{"$f":"INDEX(Assump!$C$30:$N$30,$A344)*INDEX(Assump!$C$56:$FN$56,($B344-1)*Hrs_in_dy+$C344)","v":0.64047833533817744},{"$f":"INDEX(ePrice!$F345:$K345,P_Off)*EPrice_Fac","v":43.436210055804068},15.55141824553718,null,15.55141824553718,13.478988304093566,1.7448509999999999,59.583462930647727,73.074428659649115,"E","G","G","|",".",".","."]
[1,1,5,{"$f":"INDEX(Assump!$C$30:$N$30,$A345)*INDEX(Assump!$C$56:$FN$56,($B345-1)*Hrs_in_dy+$C345)","v":0.64047833533817744},{"$f":"INDEX(ePrice!$F346:$K346,P_Off)*EPrice_Fac","v":17.00082253299631},15.55141824553718,null,15.55141824553718,13.478988304093566,1.7448509999999999,32.881051291447967,73.074428659649115,"E","G","G","|",".",".","."]
[1,1,6,{"$f":"INDEX(Assump!$C$30:$N$30,$A346)*INDEX(Assump!$C$56:$FN$56,($B346-1)*Hrs_in_dy+$C346)","v":0.64047833533817744},{"$f":"INDEX(ePrice!$F347:$K347,P_Off)*EPrice_Fac","v":76.236246598032707},15.55141824553718,null,15.55141824553718,13.478988304093566,1.7448509999999999,92.714812973302912,73.074428659649115,"G","G","G","|",".",".","."]
[1,1,7,{"$f":"INDEX(Assump!$C$30:$N$30,$A347)*INDEX(Assump!$C$56:$FN$56,($B347-1)*Hrs_in_dy+$C347)","v":0.64047833533817744},{"$f":"INDEX(ePrice!$F348:$K348,P_Off)*EPrice_Fac","v":87.174760320813277},15.55141824553718,null,15.55141824553718,13.478988304093566,1.7448509999999999,103.76381673368734,73.074428659649115,"G","G","G","|",".",".","."]
[1,1,8,{"$f":"INDEX(Assump!$C$30:$N$30,$A348)*INDEX(Assump!$C$56:$FN$56,($B348-1)*Hrs_in_dy+$C348)","v":0.64047833533817744},{"$f":"INDEX(ePrice!$F349:$K349,P_Off)*EPrice_Fac","v":124.19980747885722},15.55141824553718,null,15.55141824553718,13.478988304093566,1.7448509999999999,141.16285426706506,73.074428659649115,"G","G","G","|",".",".","."]
[1,1,9,{"$f":"INDEX(Assump!$C$30:$N$30,$A349)*INDEX(Assump!$C$56:$FN$56,($B349-1)*Hrs_in_dy+$C349)","v":0.64047833533817744},{"$f":"INDEX(ePrice!$F350:$K350,P_Off)*EPrice_Fac","v":143.88293032941704},15.55141824553718,null,15.55141824553718,13.478988304093566,1.7448509999999999,161.04479654035779,73.074428659649115,"G","G","G","|",".",".","."]
[1,1,10,{"$f":"INDEX(Assump!$C$30:$N$30,$A350)*INDEX(Assump!$C$56:$FN$56,($B350-1)*Hrs_in_dy+$C350)","v":0.64047833533817744},{"$f":"INDEX(ePrice!$F351:$K351,P_Off)*EPrice_Fac","v":146.99160786509032},15.55141824553718,null,15.55141824553718,13.478988304093566,1.7448509999999999,164.18487485921969,73.074428659649115,"G","G","G","|",".",".","."]
[1,1,11,{"$f":"INDEX(Assump!$C$30:$N$30,$A351)*INDEX(Assump!$C$56:$FN$56,($B351-1)*Hrs_in_dy+$C351)","v":0.64047833533817744},{"$f":"INDEX(ePrice!$F352:$K352,P_Off)*EPrice_Fac","v":147.24743419595617},15.55141824553718,null,15.55141824553718,13.478988304093566,1.7448509999999999,164.44328529443774,73.074428659649115,"G","G","G","|",".",".","."]
[1,1,12,{"$f":"INDEX(Assump!$C$30:$N$30,$A352)*INDEX(Assump!$C$56:$FN$56,($B352-1)*Hrs_in_dy+$C352)","v":0.64047833533817744},{"$f":"INDEX(ePrice!$F353:$K353,P_Off)*EPrice_Fac","v":157.00759633414239},15.55141824553718,null,15.55141824553718,13.478988304093566,1.7448509999999999,174.30203492896928,73.074428659649115,"G","G","G","|",".",".","."]
[1,1,13,{"$f":"INDEX(Assump!$C$30:$N$30,$A353)*INDEX(Assump!$C$56:$FN$56,($B353-1)*Hrs_in_dy+$C353)","v":0.64047833533817744},{"$f":"INDEX(ePrice!$F354:$K354,P_Off)*EPrice_Fac","v":146.86757085618564},15.55141824553718,null,15.55141824553718,13.478988304093566,1.7448509999999999,164.05958495123517,73.074428659649115,"G","G","G","|",".",".","."]
[1,1,14,{"$f":"INDEX(Assump!$C$30:$N$30,$A354)*INDEX(Assump!$C$56:$FN$56,($B354-1)*Hrs_in_dy+$C354)","v":0.64047833533817744},{"$f":"INDEX(ePrice!$F355:$K355,P_Off)*EPrice_Fac","v":142.49526629229604},15.55141824553718,null,15.55141824553718,13.478988304093566,1.7448509999999999,159.64311569478102,73.074428659649115,"G","G","G","|",".",".","."]
[1,1,15,{"$f":"INDEX(Assump!$C$30:$N$30,$A355)*INDEX(Assump!$C$56:$FN$56,($B355-1)*Hrs_in_dy+$C355)","v":0.64047833533817744},{"$f":"INDEX(ePrice!$F356:$K356,P_Off)*EPrice_Fac","v":136.55699449098498},15.55141824553718,null,15.55141824553718,13.478988304093566,1.7448509999999999,153.64486135002238,73.074428659649115,"G","G","G","|",".",".","."]
[1,1,16,{"$f":"INDEX(Assump!$C$30:$N$30,$A356)*INDEX(Assump!$C$56:$FN$56,($B356-1)*Hrs_in_dy+$C356)","v":0.64047833533817744},{"$f":"INDEX(ePrice!$F357:$K357,P_Off)*EPrice_Fac","v":145.4488975668385},15.55141824553718,null,15.55141824553718,13.478988304093566,1.7448509999999999,162.62658162866231,73.074428659649115,"G","G","G","|",".",".","."]
[1,1,17,{"$f":"INDEX(Assump!$C$30:$N$30,$A357)*INDEX(Assump!$C$56:$FN$56,($B357-1)*Hrs_in_dy+$C357)","v":0.64047833533817744},{"$f":"INDEX(ePrice!$F358:$K358,P_Off)*EPrice_Fac","v":139.50287345247085},15.55141824553718,null,15.55141824553718,13.478988304093566,1.7448509999999999,156.62049666465458,73.074428659649115,"G","G","G","|",".",".","."]
[1,1,18,{"$f":"INDEX(Assump!$C$30:$N$30,$A358)*INDEX(Assump!$C$56:$FN$56,($B358-1)*Hrs_in_dy+$C358)","v":0.64047833533817744},{"$f":"INDEX(ePrice!$F359:$K359,P_Off)*EPrice_Fac","v":131.99863441373833},15.55141824553718,null,15.55141824553718,13.478988304093566,1.7448509999999999,149.04045723159143,73.074428659649115,"G","G","G","|",".",".","."]
[1,1,19,{"$f":"INDEX(Assump!$C$30:$N$30,$A359)*INDEX(Assump!$C$56:$FN$56,($B359-1)*Hrs_in_dy+$C359)","v":0.64047833533817744},{"$f":"INDEX(ePrice!$F360:$K360,P_Off)*EPrice_Fac","v":120.24612782002087},15.55141824553718,null,15.55141824553718,13.478988304093566,1.7448509999999999,137.16923845005866,73.074428659649115,"G","G","G","|",".",".","."]
[1,1,20,{"$f":"INDEX(Assump!$C$30:$N$30,$A360)*INDEX(Assump!$C$56:$FN$56,($B360-1)*Hrs_in_dy+$C360)","v":0.64047833533817744},{"$f":"INDEX(ePrice!$F361:$K361,P_Off)*EPrice_Fac","v":115.04432575908126},15.55141824553718,null,15.55141824553718,13.478988304093566,1.7448509999999999,131.91489293395801,73.074428659649115,"G","G","G","|",".",".","."]
[1,1,21,{"$f":"INDEX(Assump!$C$30:$N$30,$A361)*INDEX(Assump!$C$56:$FN$56,($B361-1)*Hrs_in_dy+$C361)","v":0.64047833533817744},{"$f":"INDEX(ePrice!$F362:$K362,P_Off)*EPrice_Fac","v":113.22253219079396},15.55141824553718,null,15.55141824553718,13.478988304093566,1.7448509999999999,130.0746974104355,73.074428659649115,"G","G","G","|",".",".","."]
[1,1,22,{"$f":"INDEX(Assump!$C$30:$N$30,$A362)*INDEX(Assump!$C$56:$FN$56,($B362-1)*Hrs_in_dy+$C362)","v":0.64047833533817744},{"$f":"INDEX(ePrice!$F363:$K363,P_Off)*EPrice_Fac","v":117.99020472056718},15.55141824553718,null,15.55141824553718,13.478988304093566,1.7448509999999999,134.89052824859027,73.074428659649115,"G","G","G","|",".",".","."]
[1,1,23,{"$f":"INDEX(Assump!$C$30:$N$30,$A363)*INDEX(Assump!$C$56:$FN$56,($B363-1)*Hrs_in_dy+$C363)","v":0.64047833533817744},{"$f":"INDEX(ePrice!$F364:$K364,P_Off)*EPrice_Fac","v":114.86602255878083},15.55141824553718,null,15.55141824553718,13.478988304093566,1.7448509999999999,131.73478869123031,73.074428659649115,"G","G","G","|",".",".","."]
[1,1,24,{"$f":"INDEX(Assump!$C$30:$N$30,$A364)*INDEX(Assump!$C$56:$FN$56,($B364-1)*Hrs_in_dy+$C364)","v":0.64047833533817744},{"$f":"INDEX(ePrice!$F365:$K365,P_Off)*EPrice_Fac","v":94.012300436683191},15.55141824553718,null,15.55141824553718,13.478988304093566,1.7448509999999999,110.6704229113337,73.074428659649115,"G","G","G","|",".",".","."]
[1,2,1,{"$f":"INDEX(Assump!$C$30:$N$30,$A365)*INDEX(Assump!$C$56:$FN$56,($B365-1)*Hrs_in_dy+$C365)","v":0.64047833533817744},{"$f":"INDEX(ePrice!$F366:$K366,P_Off)*EPrice_Fac","v":98.035750913028437},15.55141824553718,null,15.55141824553718,13.478988304093566,1.7448509999999999,114.73451430158143,73.074428659649115,"G","G","G","|",15.371480048116251,15.371480048116251,15.371480048116251]
[1,2,2,{"$f":"INDEX(Assump!$C$30:$N$30,$A366)*INDEX(Assump!$C$56:$FN$56,($B366-1)*Hrs_in_dy+$C366)","v":0.64047833533817744},{"$f":"INDEX(ePrice!$F367:$K367,P_Off)*EPrice_Fac","v":113.02872436438039},15.55141824553718,null,15.55141824553718,13.478988304093566,1.7448509999999999,129.87893192920967,73.074428659649115,"G","G","G","|",".",".","."]
[1,2,3,{"$f":"INDEX(Assump!$C$30:$N$30,$A367)*INDEX(Assump!$C$56:$FN$56,($B367-1)*Hrs_in_dy+$C367)","v":0.64047833533817744},{"$f":"INDEX(ePrice!$F368:$K368,P_Off)*EPrice_Fac","v":118.43983887784663},15.55141824553718,null,15.55141824553718,13.478988304093566,1.7448509999999999,135.34470416503416,73.074428659649115,"G","G","G","|",".",".","."]
[1,2,4,{"$f":"INDEX(Assump!$C$30:$N$30,$A368)*INDEX(Assump!$C$56:$FN$56,($B368-1)*Hrs_in_dy+$C368)","v":0.64047833533817744},{"$f":"INDEX(ePrice!$F369:$K369,P_Off)*EPrice_Fac","v":116.5637791181635},15.55141824553718,null,15.55141824553718,13.478988304093566,1.7448509999999999,133.44969430676835,73.074428659649115,"G","G","G","|",".",".","."]
[1,2,5,{"$f":"INDEX(Assump!$C$30:$N$30,$A369)*INDEX(Assump!$C$56:$FN$56,($B369-1)*Hrs_in_dy+$C369)","v":0.64047833533817744},{"$f":"INDEX(ePrice!$F370:$K370,P_Off)*EPrice_Fac","v":114.58693928874531},15.55141824553718,null,15.55141824553718,13.478988304093566,1.7448509999999999,131.45288639826515,73.074428659649115,"G","G","G","|",".",".","."]
[1,2,6,{"$f":"INDEX(Assump!$C$30:$N$30,$A370)*INDEX(Assump!$C$56:$FN$56,($B370-1)*Hrs_in_dy+$C370)","v":0.64047833533817744},{"$f":"INDEX(ePrice!$F371:$K371,P_Off)*EPrice_Fac","v":121.57177335268953},15.55141824553718,null,15.55141824553718,13.478988304093566,1.7448509999999999,138.50827434164316,73.074428659649115,"G","G","G","|",".",".","."]
[1,2,7,{"$f":"INDEX(Assump!$C$30:$N$30,$A371)*INDEX(Assump!$C$56:$FN$56,($B371-1)*Hrs_in_dy+$C371)","v":0.64047833533817744},{"$f":"INDEX(ePrice!$F372:$K372,P_Off)*EPrice_Fac","v":160.1937970003811},15.55141824553718,null,15.55141824553718,13.478988304093566,1.7448509999999999,177.52041944032149,73.074428659649115,"G","G","G","|",".",".","."]
[1,2,8,{"$f":"INDEX(Assump!$C$30:$N$30,$A372)*INDEX(Assump!$C$56:$FN$56,($B372-1)*Hrs_in_dy+$C372)","v":0.64047833533817744},{"$f":"INDEX(ePrice!$F373:$K373,P_Off)*EPrice_Fac","v":180.1017369295806},15.55141824553718,null,15.55141824553718,13.478988304093566,1.7448509999999999,197.62944967183614,73.074428659649115,"G","G","G","|",".",".","."]
[1,2,9,{"$f":"INDEX(Assump!$C$30:$N$30,$A373)*INDEX(Assump!$C$56:$FN$56,($B373-1)*Hrs_in_dy+$C373)","v":0.64047833533817744},{"$f":"INDEX(ePrice!$F374:$K374,P_Off)*EPrice_Fac","v":169.65161892936217},15.55141824553718,null,15.55141824553718,13.478988304093566,1.7448509999999999,187.07377492414076,73.074428659649115,"G","G","G","|",".",".","."]
[1,2,10,{"$f":"INDEX(Assump!$C$30:$N$30,$A374)*INDEX(Assump!$C$56:$FN$56,($B374-1)*Hrs_in_dy+$C374)","v":0.64047833533817744},{"$f":"INDEX(ePrice!$F375:$K375,P_Off)*EPrice_Fac","v":163.28696990994129},15.55141824553718,null,15.55141824553718,13.478988304093566,1.7448509999999999,180.64483652068532,73.074428659649115,"G","G","G","|",".",".","."]
[1,2,11,{"$f":"INDEX(Assump!$C$30:$N$30,$A375)*INDEX(Assump!$C$56:$FN$56,($B375-1)*Hrs_in_dy+$C375)","v":0.64047833533817744},{"$f":"INDEX(ePrice!$F376:$K376,P_Off)*EPrice_Fac","v":153.25547681477613},15.55141824553718,null,15.55141824553718,13.478988304093566,1.7448509999999999,170.51201521243769,73.074428659649115,"G","G","G","|",".",".","."]
[1,2,12,{"$f":"INDEX(Assump!$C$30:$N$30,$A376)*INDEX(Assump!$C$56:$FN$56,($B376-1)*Hrs_in_dy+$C376)","v":0.64047833533817744},{"$f":"INDEX(ePrice!$F377:$K377,P_Off)*EPrice_Fac","v":157.33319348251715},15.55141824553718,null,15.55141824553718,13.478988304093566,1.7448509999999999,174.63092093742861,73.074428659649115,"G","G","G","|",".",".","."]
[1,2,13,{"$f":"INDEX(Assump!$C$30:$N$30,$A377)*INDEX(Assump!$C$56:$FN$56,($B377-1)*Hrs_in_dy+$C377)","v":0.64047833533817744},{"$f":"INDEX(ePrice!$F378:$K378,P_Off)*EPrice_Fac","v":165.73670083580856},15.55141824553718,null,15.55141824553718,13.478988304093566,1.7448509999999999,183.11931220337954,73.074428659649115,"G","G","G","|",".",".","."]
[1,2,14,{"$f":"INDEX(Assump!$C$30:$N$30,$A378)*INDEX(Assump!$C$56:$FN$56,($B378-1)*Hrs_in_dy+$C378)","v":0.64047833533817744},{"$f":"INDEX(ePrice!$F379:$K379,P_Off)*EPrice_Fac","v":218.16559403720117},15.55141824553718,null,15.55141824553718,13.478988304093566,1.7448509999999999,236.07779018458419,73.074428659649115,"G","G","G","|",".",".","."]
[1,2,15,{"$f":"INDEX(Assump!$C$30:$N$30,$A379)*INDEX(Assump!$C$56:$FN$56,($B379-1)*Hrs_in_dy+$C379)","v":0.64047833533817744},{"$f":"INDEX(ePrice!$F380:$K380,P_Off)*EPrice_Fac","v":170.85322745312615},15.55141824553718,null,15.55141824553718,13.478988304093566,1.7448509999999999,188.28752090774074,73.074428659649115,"G","G","G","|",".",".","."]
[1,2,16,{"$f":"INDEX(Assump!$C$30:$N$30,$A380)*INDEX(Assump!$C$56:$FN$56,($B380-1)*Hrs_in_dy+$C380)","v":0.64047833533817744},{"$f":"INDEX(ePrice!$F381:$K381,P_Off)*EPrice_Fac","v":180.00870917290209},15.55141824553718,null,15.55141824553718,13.478988304093566,1.7448509999999999,197.53548224084776,73.074428659649115,"G","G","G","|",".",".","."]
[1,2,17,{"$f":"INDEX(Assump!$C$30:$N$30,$A381)*INDEX(Assump!$C$56:$FN$56,($B381-1)*Hrs_in_dy+$C381)","v":0.64047833533817744},{"$f":"INDEX(ePrice!$F382:$K382,P_Off)*EPrice_Fac","v":197.51343205457366},15.55141824553718,null,15.55141824553718,13.478988304093566,1.7448509999999999,215.21702050516245,73.074428659649115,"G","G","G","|",".",".","."]
[1,2,18,{"$f":"INDEX(Assump!$C$30:$N$30,$A382)*INDEX(Assump!$C$56:$FN$56,($B382-1)*Hrs_in_dy+$C382)","v":0.64047833533817744},{"$f":"INDEX(ePrice!$F383:$K383,P_Off)*EPrice_Fac","v":205.1339557891543},15.55141824553718,null,15.55141824553718,13.478988304093566,1.7448509999999999,222.91451922696109,73.074428659649115,"G","G","G","|",".",".","."]
[1,2,19,{"$f":"INDEX(Assump!$C$30:$N$30,$A383)*INDEX(Assump!$C$56:$FN$56,($B383-1)*Hrs_in_dy+$C383)","v":0.64047833533817744},{"$f":"INDEX(ePrice!$F384:$K384,P_Off)*EPrice_Fac","v":200.93995442556513},15.55141824553718,null,15.55141824553718,13.478988304093566,1.7448509999999999,218.67815421323465,73.074428659649115,"G","G","G","|",".",".","."]
[1,2,20,{"$f":"INDEX(Assump!$C$30:$N$30,$A384)*INDEX(Assump!$C$56:$FN$56,($B384-1)*Hrs_in_dy+$C384)","v":0.64047833533817744},{"$f":"INDEX(ePrice!$F385:$K385,P_Off)*EPrice_Fac","v":124.03700890466985},15.55141824553718,null,15.55141824553718,13.478988304093566,1.7448509999999999,140.99841126283539,73.074428659649115,"G","G","G","|",".",".","."]
[1,2,21,{"$f":"INDEX(Assump!$C$30:$N$30,$A385)*INDEX(Assump!$C$56:$FN$56,($B385-1)*Hrs_in_dy+$C385)","v":0.64047833533817744},{"$f":"INDEX(ePrice!$F386:$K386,P_Off)*EPrice_Fac","v":125.47893913318664},15.55141824553718,null,15.55141824553718,13.478988304093566,1.7448509999999999,142.45490644315538,73.074428659649115,"G","G","G","|",".",".","."]
[1,2,22,{"$f":"INDEX(Assump!$C$30:$N$30,$A386)*INDEX(Assump!$C$56:$FN$56,($B386-1)*Hrs_in_dy+$C386)","v":0.64047833533817744},{"$f":"INDEX(ePrice!$F387:$K387,P_Off)*EPrice_Fac","v":203.75404406508983},15.55141824553718,null,15.55141824553718,13.478988304093566,1.7448509999999999,221.52066900063335,73.074428659649115,"G","G","G","|",".",".","."]
[1,2,23,{"$f":"INDEX(Assump!$C$30:$N$30,$A387)*INDEX(Assump!$C$56:$FN$56,($B387-1)*Hrs_in_dy+$C387)","v":0.64047833533817744},{"$f":"INDEX(ePrice!$F388:$K388,P_Off)*EPrice_Fac","v":196.3583374091489},15.55141824553718,null,15.55141824553718,13.478988304093566,1.7448509999999999,214.05025823705665,73.074428659649115,"G","G","G","|",".",".","."]
[1,2,24,{"$f":"INDEX(Assump!$C$30:$N$30,$A388)*INDEX(Assump!$C$56:$FN$56,($B388-1)*Hrs_in_dy+$C388)","v":0.64047833533817744},{"$f":"INDEX(ePrice!$F389:$K389,P_Off)*EPrice_Fac","v":157.32544116946059},15.55141824553718,null,15.55141824553718,13.478988304093566,1.7448509999999999,174.62309031817958,73.074428659649115,"G","G","G","|",".",".","."]
[1,3,1,{"$f":"INDEX(Assump!$C$30:$N$30,$A389)*INDEX(Assump!$C$56:$FN$56,($B389-1)*Hrs_in_dy+$C389)","v":0.64047833533817744},{"$f":"INDEX(ePrice!$F390:$K390,P_Off)*EPrice_Fac","v":149.72042206099306},{"$f":"Nwk_Elec_Var","v":15.55141824553718},null,15.55141824553718,{"$f":"IF(Other_fuel=\"Gas\",\nCHOOSE(Gas_price_option,Other_fuel_price_wholesale_flex,Gas_elec_m*$E389+Gas_elec_c),\nOther_fuel_price_wholesale_flex)","v":13.478988304093566},{"$f":"IF(Other_fuel=\"Gas\",Nwk_Gas_Var,0)","v":1.7448509999999999},166.94125283487904,73.074428659649115,{"$f":"IF(K389<L389,ID_E,ID_O)","v":"G"},{"$f":"IF($C389=1,IF(SUM($D389:$D412)=0,\".\",IF(SUMPRODUCT($K389:$K412,$D389:$D412)<SUMPRODUCT($L389:$L412,$D389:$D412),ID_E,ID_O)),N388)","v":"G"},{"$f":"IF(SUM($B389:$C389)=2,IF(SUMPRODUCT($K389:$K556,$D389:$D556)<SUMPRODUCT($L389:$L556,$D389:$D556),ID_E,ID_O),O388)","v":"G"},"|",{"$f":"IF($C389=1,SUMIFS($D389:$D412,M389:M412,ID_O),\".\")","v":15.371480048116251},{"$f":"IF($C389=1,SUMIFS($D389:$D412,N389:N412,ID_O),\".\")","v":15.371480048116251},{"$f":"IF($C389=1,SUMIFS($D389:$D412,O389:O412,ID_O),\".\")","v":15.371480048116251}]
[1,3,2,{"$f":"INDEX(Assump!$C$30:$N$30,$A390)*INDEX(Assump!$C$56:$FN$56,($B390-1)*Hrs_in_dy+$C390)","v":0.64047833533817744},{"$f":"INDEX(ePrice!$F391:$K391,P_Off)*EPrice_Fac","v":150.51891030581686},15.55141824553718,null,{"$f":"SUM($F390:$G390)","v":15.55141824553718},13.478988304093566,1.7448509999999999,{"$f":"SUM(E390,H390)/COP_Elec","v":167.74780661752933},{"$f":"SUM(I390:J390)*GJ_MWh/COP_Other","v":73.074428659649115},"G","G","G","|",".",".","."]
[1,3,3,{"$f":"INDEX(Assump!$C$30:$N$30,$A391)*INDEX(Assump!$C$56:$FN$56,($B391-1)*Hrs_in_dy+$C391)","v":0.64047833533817744},{"$f":"INDEX(ePrice!$F392:$K392,P_Off)*EPrice_Fac","v":117.97470009445411},15.55141824553718,null,15.55141824553718,13.478988304093566,1.7448509999999999,134.8748670100922,73.074428659649115,"G","G","G","|",".",".","."]
[1,3,4,{"$f":"INDEX(Assump!$C$30:$N$30,$A392)*INDEX(Assump!$C$56:$FN$56,($B392-1)*Hrs_in_dy+$C392)","v":0.64047833533817744},{"$f":"INDEX(ePrice!$F393:$K393,P_Off)*EPrice_Fac","v":108.74944755716928},15.55141824553718,null,15.55141824553718,13.478988304093566,1.7448509999999999,125.55643010374389,73.074428659649115,"G","G","G","|",".",".","."]
[1,3,5,{"$f":"INDEX(Assump!$C$30:$N$30,$A393)*INDEX(Assump!$C$56:$FN$56,($B393-1)*Hrs_in_dy+$C393)","v":0.64047833533817744},{"$f":"INDEX(ePrice!$F394:$K394,P_Off)*EPrice_Fac","v":111.8581250928426},15.55141824553718,null,15.55141824553718,13.478988304093566,1.7448509999999999,128.69650842260583,73.074428659649115,"G","G","G","|",".",".","."]
[1,3,6,{"$f":"INDEX(Assump!$C$30:$N$30,$A394)*INDEX(Assump!$C$56:$FN$56,($B394-1)*Hrs_in_dy+$C394)","v":0.64047833533817744},{"$f":"INDEX(ePrice!$F395:$K395,P_Off)*EPrice_Fac","v":103.29181916536382},15.55141824553718,null,15.55141824553718,13.478988304093566,1.7448509999999999,120.04367415242525,73.074428659649115,"G","G","G","|",".",".","."]
[1,3,7,{"$f":"INDEX(Assump!$C$30:$N$30,$A395)*INDEX(Assump!$C$56:$FN$56,($B395-1)*Hrs_in_dy+$C395)","v":0.64047833533817744},{"$f":"INDEX(ePrice!$F396:$K396,P_Off)*EPrice_Fac","v":131.13812766446222},15.55141824553718,null,15.55141824553718,13.478988304093566,1.7448509999999999,148.17125849494889,73.074428659649115,"G","G","G","|",".",".","."]
[1,3,8,{"$f":"INDEX(Assump!$C$30:$N$30,$A396)*INDEX(Assump!$C$56:$FN$56,($B396-1)*Hrs_in_dy+$C396)","v":0.64047833533817744},{"$f":"INDEX(ePrice!$F397:$K397,P_Off)*EPrice_Fac","v":175.31855977369426},15.55141824553718,null,15.55141824553718,13.478988304093566,1.7448509999999999,192.79795759518328,73.074428659649115,"G","G","G","|",".",".","."]
[1,3,9,{"$f":"INDEX(Assump!$C$30:$N$30,$A397)*INDEX(Assump!$C$56:$FN$56,($B397-1)*Hrs_in_dy+$C397)","v":0.64047833533817744},{"$f":"INDEX(ePrice!$F398:$K398,P_Off)*EPrice_Fac","v":162.53499554345674},15.55141824553718,null,15.55141824553718,13.478988304093566,1.7448509999999999,179.88526645352923,73.074428659649115,"G","G","G","|",".",".","."]
[1,3,10,{"$f":"INDEX(Assump!$C$30:$N$30,$A398)*INDEX(Assump!$C$56:$FN$56,($B398-1)*Hrs_in_dy+$C398)","v":0.64047833533817744},{"$f":"INDEX(ePrice!$F399:$K399,P_Off)*EPrice_Fac","v":192.35039155891675},15.55141824553718,null,15.55141824553718,13.478988304093566,1.7448509999999999,210.00182808530701,73.074428659649115,"G","G","G","|",".",".","."]
[1,3,11,{"$f":"INDEX(Assump!$C$30:$N$30,$A399)*INDEX(Assump!$C$56:$FN$56,($B399-1)*Hrs_in_dy+$C399)","v":0.64047833533817744},{"$f":"INDEX(ePrice!$F400:$K400,P_Off)*EPrice_Fac","v":193.55200008268076},15.55141824553718,null,15.55141824553718,13.478988304093566,1.7448509999999999,211.21557406890702,73.074428659649115,"G","G","G","|",".",".","."]
[1,3,12,{"$f":"INDEX(Assump!$C$30:$N$30,$A400)*INDEX(Assump!$C$56:$FN$56,($B400-1)*Hrs_in_dy+$C400)","v":0.64047833533817744},{"$f":"INDEX(ePrice!$F401:$K401,P_Off)*EPrice_Fac","v":168.14767019639308},15.55141824553718,null,15.55141824553718,13.478988304093566,1.7448509999999999,185.55463478982855,73.074428659649115,"G","G","G","|",".",".","."]
[1,3,13,{"$f":"INDEX(Assump!$C$30:$N$30,$A401)*INDEX(Assump!$C$56:$FN$56,($B401-1)*Hrs_in_dy+$C401)","v":0.64047833533817744},{"$f":"INDEX(ePrice!$F402:$K402,P_Off)*EPrice_Fac","v":181.54366715809741},15.55141824553718,null,15.55141824553718,13.478988304093566,1.7448509999999999,199.08594485215616,73.074428659649115,"G","G","G","|",".",".","."]
[1,3,14,{"$f":"INDEX(Assump!$C$30:$N$30,$A402)*INDEX(Assump!$C$56:$FN$56,($B402-1)*Hrs_in_dy+$C402)","v":0.64047833533817744},{"$f":"INDEX(ePrice!$F403:$K403,P_Off)*EPrice_Fac","v":192.90855809898775},15.55141824553718,null,15.55141824553718,13.478988304093566,1.7448509999999999,210.5656326712373,73.074428659649115,"G","G","G","|",".",".","."]
[1,3,15,{"$f":"INDEX(Assump!$C$30:$N$30,$A403)*INDEX(Assump!$C$56:$FN$56,($B403-1)*Hrs_in_dy+$C403)","v":0.64047833533817744},{"$f":"INDEX(ePrice!$F404:$K404,P_Off)*EPrice_Fac","v":195.358289024855},15.55141824553718,null,15.55141824553718,13.478988304093566,1.7448509999999999,213.04010835393149,73.074428659649115,"G","G","G","|",".",".","."]
[1,3,16,{"$f":"INDEX(Assump!$C$30:$N$30,$A404)*INDEX(Assump!$C$56:$FN$56,($B404-1)*Hrs_in_dy+$C404)","v":0.64047833533817744},{"$f":"INDEX(ePrice!$F405:$K405,P_Off)*EPrice_Fac","v":201.25004694782683},15.55141824553718,null,15.55141824553718,13.478988304093566,1.7448509999999999,218.99137898319597,73.074428659649115,"G","G","G","|",".",".","."]
[1,3,17,{"$f":"INDEX(Assump!$C$30:$N$30,$A405)*INDEX(Assump!$C$56:$FN$56,($B405-1)*Hrs_in_dy+$C405)","v":0.64047833533817744},{"$f":"INDEX(ePrice!$F406:$K406,P_Off)*EPrice_Fac","v":194.18768975331719},15.55141824553718,null,15.55141824553718,13.478988304093566,1.7448509999999999,211.85768484732765,73.074428659649115,"G","G","G","|",".",".","."]
[1,3,18,{"$f":"INDEX(Assump!$C$30:$N$30,$A406)*INDEX(Assump!$C$56:$FN$56,($B406-1)*Hrs_in_dy+$C406)","v":0.64047833533817744},{"$f":"INDEX(ePrice!$F407:$K407,P_Off)*EPrice_Fac","v":193.80782641354662},15.55141824553718,null,15.55141824553718,13.478988304093566,1.7448509999999999,211.47398450412504,73.074428659649115,"G","G","G","|",".",".","."]
[1,3,19,{"$f":"INDEX(Assump!$C$30:$N$30,$A407)*INDEX(Assump!$C$56:$FN$56,($B407-1)*Hrs_in_dy+$C407)","v":0.64047833533817744},{"$f":"INDEX(ePrice!$F408:$K408,P_Off)*EPrice_Fac","v":186.69895534069775},15.55141824553718,null,15.55141824553718,13.478988304093566,1.7448509999999999,204.29330665276257,73.074428659649115,"G","G","G","|",".",".","."]
[1,3,20,{"$f":"INDEX(Assump!$C$30:$N$30,$A408)*INDEX(Assump!$C$56:$FN$56,($B408-1)*Hrs_in_dy+$C408)","v":0.64047833533817744},{"$f":"INDEX(ePrice!$F409:$K409,P_Off)*EPrice_Fac","v":184.38101373679172},15.55141824553718,null,15.55141824553718,13.478988304093566,1.7448509999999999,201.95195149730191,73.074428659649115,"G","G","G","|",".",".","."]
[1,3,21,{"$f":"INDEX(Assump!$C$30:$N$30,$A409)*INDEX(Assump!$C$56:$FN$56,($B409-1)*Hrs_in_dy+$C409)","v":0.64047833533817744},{"$f":"INDEX(ePrice!$F410:$K410,P_Off)*EPrice_Fac","v":184.55156462403565},15.55141824553718,null,15.55141824553718,13.478988304093566,1.7448509999999999,202.12422512078064,73.074428659649115,"G","G","G","|",".",".","."]
[1,3,22,{"$f":"INDEX(Assump!$C$30:$N$30,$A410)*INDEX(Assump!$C$56:$FN$56,($B410-1)*Hrs_in_dy+$C410)","v":0.64047833533817744},{"$f":"INDEX(ePrice!$F411:$K411,P_Off)*EPrice_Fac","v":185.66014539112112},15.55141824553718,null,15.55141824553718,13.478988304093566,1.7448509999999999,203.24400367339223,73.074428659649115,"G","G","G","|",".",".","."]
[1,3,23,{"$f":"INDEX(Assump!$C$30:$N$30,$A411)*INDEX(Assump!$C$56:$FN$56,($B411-1)*Hrs_in_dy+$C411)","v":0.64047833533817744},{"$f":"INDEX(ePrice!$F412:$K412,P_Off)*EPrice_Fac","v":152.77483340527053},15.55141824553718,null,15.55141824553718,13.478988304093566,1.7448509999999999,170.02651681899769,73.074428659649115,"G","G","G","|",".",".","."]
[1,3,24,{"$f":"INDEX(Assump!$C$30:$N$30,$A412)*INDEX(Assump!$C$56:$FN$56,($B412-1)*Hrs_in_dy+$C412)","v":0.64047833533817744},{"$f":"INDEX(ePrice!$F413:$K413,P_Off)*EPrice_Fac","v":126.79683235279876},15.55141824553718,null,15.55141824553718,13.478988304093566,1.7448509999999999,143.78611171549085,73.074428659649115,"G","G","G","|",".",".","."]
[1,4,1,{"$f":"INDEX(Assump!$C$30:$N$30,$A413)*INDEX(Assump!$C$56:$FN$56,($B413-1)*Hrs_in_dy+$C413)","v":0.64047833533817744},{"$f":"INDEX(ePrice!$F414:$K414,P_Off)*EPrice_Fac","v":153.13143980587145},15.55141824553718,null,15.55141824553718,13.478988304093566,1.7448509999999999,170.38672530445317,73.074428659649115,"G","G","G","|",15.371480048116251,15.371480048116251,15.371480048116251]
[1,4,2,{"$f":"INDEX(Assump!$C$30:$N$30,$A414)*INDEX(Assump!$C$56:$FN$56,($B414-1)*Hrs_in_dy+$C414)","v":0.64047833533817744},{"$f":"INDEX(ePrice!$F415:$K415,P_Off)*EPrice_Fac","v":153.99194655514759},15.55141824553718,null,15.55141824553718,13.478988304093566,1.7448509999999999,171.25592404109574,73.074428659649115,"G","G","G","|",".",".","."]
[1,4,3,{"$f":"INDEX(Assump!$C$30:$N$30,$A415)*INDEX(Assump!$C$56:$FN$56,($B415-1)*Hrs_in_dy+$C415)","v":0.64047833533817744},{"$f":"INDEX(ePrice!$F416:$K416,P_Off)*EPrice_Fac","v":171.03153065342661},15.55141824553718,null,15.55141824553718,13.478988304093566,1.7448509999999999,188.46762515046848,73.074428659649115,"G","G","G","|",".",".","."]
[1,4,4,{"$f":"INDEX(Assump!$C$30:$N$30,$A416)*INDEX(Assump!$C$56:$FN$56,($B416-1)*Hrs_in_dy+$C416)","v":0.64047833533817744},{"$f":"INDEX(ePrice!$F417:$K417,P_Off)*EPrice_Fac","v":156.59672374214568},15.55141824553718,null,15.55141824553718,13.478988304093566,1.7448509999999999,173.88701210877056,73.074428659649115,"G","G","G","|",".",".","."]
[1,4,5,{"$f":"INDEX(Assump!$C$30:$N$30,$A417)*INDEX(Assump!$C$56:$FN$56,($B417-1)*Hrs_in_dy+$C417)","v":0.64047833533817744},{"$f":"INDEX(ePrice!$F418:$K418,P_Off)*EPrice_Fac","v":184.66784931988377},15.55141824553718,null,15.55141824553718,13.478988304093566,1.7448509999999999,202.24168440951613,73.074428659649115,"G","G","G","|",".",".","."]
[1,4,6,{"$f":"INDEX(Assump!$C$30:$N$30,$A418)*INDEX(Assump!$C$56:$FN$56,($B418-1)*Hrs_in_dy+$C418)","v":0.64047833533817744},{"$f":"INDEX(ePrice!$F419:$K419,P_Off)*EPrice_Fac","v":169.64386661630564},15.55141824553718,null,15.55141824553718,13.478988304093566,1.7448509999999999,187.06594430489173,73.074428659649115,"G","G","G","|",".",".","."]
[1,4,7,{"$f":"INDEX(Assump!$C$30:$N$30,$A419)*INDEX(Assump!$C$56:$FN$56,($B419-1)*Hrs_in_dy+$C419)","v":0.64047833533817744},{"$f":"INDEX(ePrice!$F420:$K420,P_Off)*EPrice_Fac","v":162.72880336987029},15.55141824553718,null,15.55141824553718,13.478988304093566,1.7448509999999999,180.08103193475503,73.074428659649115,"G","G","G","|",".",".","."]
[1,4,8,{"$f":"INDEX(Assump!$C$30:$N$30,$A420)*INDEX(Assump!$C$56:$FN$56,($B420-1)*Hrs_in_dy+$C420)","v":0.64047833533817744},{"$f":"INDEX(ePrice!$F421:$K421,P_Off)*EPrice_Fac","v":237.3525688521423},15.55141824553718,null,15.55141824553718,13.478988304093566,1.7448509999999999,255.45857282593886,73.074428659649115,"G","G","G","|",".",".","."]
[1,4,9,{"$f":"INDEX(Assump!$C$30:$N$30,$A421)*INDEX(Assump!$C$56:$FN$56,($B421-1)*Hrs_in_dy+$C421)","v":0.64047833533817744},{"$f":"INDEX(ePrice!$F422:$K422,P_Off)*EPrice_Fac","v":241.73262572908843},15.55141824553718,null,15.55141824553718,13.478988304093566,1.7448509999999999,259.88287270164204,73.074428659649115,"G","G","G","|",".",".","."]
[1,4,10,{"$f":"INDEX(Assump!$C$30:$N$30,$A422)*INDEX(Assump!$C$56:$FN$56,($B422-1)*Hrs_in_dy+$C422)","v":0.64047833533817744},{"$f":"INDEX(ePrice!$F423:$K423,P_Off)*EPrice_Fac","v":200.04843842406285},15.55141824553718,null,15.55141824553718,13.478988304093566,1.7448509999999999,217.77763299959599,73.074428659649115,"G","G","G","|",".",".","."]
[1,4,11,{"$f":"INDEX(Assump!$C$30:$N$30,$A423)*INDEX(Assump!$C$56:$FN$56,($B423-1)*Hrs_in_dy+$C423)","v":0.64047833533817744},{"$f":"INDEX(ePrice!$F424:$K424,P_Off)*EPrice_Fac","v":212.13429447921158},15.55141824553718,null,15.55141824553718,13.478988304093566,1.7448509999999999,229.98556840883714,73.074428659649115,"G","G","G","|",".",".","."]
[1,4,12,{"$f":"INDEX(Assump!$C$30:$N$30,$A424)*INDEX(Assump!$C$56:$FN$56,($B424-1)*Hrs_in_dy+$C424)","v":0.64047833533817744},{"$f":"INDEX(ePrice!$F425:$K425,P_Off)*EPrice_Fac","v":188.4509780914762},15.55141824553718,null,15.55141824553718,13.478988304093566,1.7448509999999999,206.06302660304382,73.074428659649115,"G","G","G","|",".",".","."]
[1,4,13,{"$f":"INDEX(Assump!$C$30:$N$30,$A425)*INDEX(Assump!$C$56:$FN$56,($B425-1)*Hrs_in_dy+$C425)","v":0.64047833533817744},{"$f":"INDEX(ePrice!$F426:$K426,P_Off)*EPrice_Fac","v":176.74498537609799},15.55141824553718,null,15.55141824553718,13.478988304093566,1.7448509999999999,194.23879153700523,73.074428659649115,"G","G","G","|",".",".","."]
[1,4,14,{"$f":"INDEX(Assump!$C$30:$N$30,$A426)*INDEX(Assump!$C$56:$FN$56,($B426-1)*Hrs_in_dy+$C426)","v":0.64047833533817744},{"$f":"INDEX(ePrice!$F427:$K427,P_Off)*EPrice_Fac","v":193.6527801524158},15.55141824553718,null,15.55141824553718,13.478988304093566,1.7448509999999999,211.31737211914444,73.074428659649115,"G","G","G","|",".",".","."]
[1,4,15,{"$f":"INDEX(Assump!$C$30:$N$30,$A427)*INDEX(Assump!$C$56:$FN$56,($B427-1)*Hrs_in_dy+$C427)","v":0.64047833533817744},{"$f":"INDEX(ePrice!$F428:$K428,P_Off)*EPrice_Fac","v":170.21753778248973},15.55141824553718,null,15.55141824553718,13.478988304093566,1.7448509999999999,187.64541012932011,73.074428659649115,"G","G","G","|",".",".","."]
[1,4,16,{"$f":"INDEX(Assump!$C$30:$N$30,$A428)*INDEX(Assump!$C$56:$FN$56,($B428-1)*Hrs_in_dy+$C428)","v":0.64047833533817744},{"$f":"INDEX(ePrice!$F429:$K429,P_Off)*EPrice_Fac","v":174.5820900333228},15.55141824553718,null,15.55141824553718,13.478988304093566,1.7448509999999999,192.05404876652523,73.074428659649115,"G","G","G","|",".",".","."]
[1,4,17,{"$f":"INDEX(Assump!$C$30:$N$30,$A429)*INDEX(Assump!$C$56:$FN$56,($B429-1)*Hrs_in_dy+$C429)","v":0.64047833533817744},{"$f":"INDEX(ePrice!$F430:$K430,P_Off)*EPrice_Fac","v":180.48935258240772},15.55141824553718,null,15.55141824553718,13.478988304093566,1.7448509999999999,198.02098063428778,73.074428659649115,"G","G","G","|",".",".","."]
[1,4,18,{"$f":"INDEX(Assump!$C$30:$N$30,$A430)*INDEX(Assump!$C$56:$FN$56,($B430-1)*Hrs_in_dy+$C430)","v":0.64047833533817744},{"$f":"INDEX(ePrice!$F431:$K431,P_Off)*EPrice_Fac","v":167.32592501239964},15.55141824553718,null,15.55141824553718,13.478988304093566,1.7448509999999999,184.72458914943113,73.074428659649115,"G","G","G","|",".",".","."]
[1,4,19,{"$f":"INDEX(Assump!$C$30:$N$30,$A431)*INDEX(Assump!$C$56:$FN$56,($B431-1)*Hrs_in_dy+$C431)","v":0.64047833533817744},{"$f":"INDEX(ePrice!$F432:$K432,P_Off)*EPrice_Fac","v":164.73665245151463},15.55141824553718,null,15.55141824553718,13.478988304093566,1.7448509999999999,182.10916232025434,73.074428659649115,"G","G","G","|",".",".","."]
[1,4,20,{"$f":"INDEX(Assump!$C$30:$N$30,$A432)*INDEX(Assump!$C$56:$FN$56,($B432-1)*Hrs_in_dy+$C432)","v":0.64047833533817744},{"$f":"INDEX(ePrice!$F433:$K433,P_Off)*EPrice_Fac","v":154.58112234744479},15.55141824553718,null,15.55141824553718,13.478988304093566,1.7448509999999999,171.85105110402219,73.074428659649115,"G","G","G","|",".",".","."]
[1,4,21,{"$f":"INDEX(Assump!$C$30:$N$30,$A433)*INDEX(Assump!$C$56:$FN$56,($B433-1)*Hrs_in_dy+$C433)","v":0.64047833533817744},{"$f":"INDEX(ePrice!$F434:$K434,P_Off)*EPrice_Fac","v":144.49536306088382},15.55141824553718,null,15.55141824553718,13.478988304093566,1.7448509999999999,161.66341546103132,73.074428659649115,"G","G","G","|",".",".","."]
[1,4,22,{"$f":"INDEX(Assump!$C$30:$N$30,$A434)*INDEX(Assump!$C$56:$FN$56,($B434-1)*Hrs_in_dy+$C434)","v":0.64047833533817744},{"$f":"INDEX(ePrice!$F435:$K435,P_Off)*EPrice_Fac","v":164.4575691814791},15.55141824553718,null,15.55141824553718,13.478988304093566,1.7448509999999999,181.82726002728919,73.074428659649115,"G","G","G","|",".",".","."]
[1,4,23,{"$f":"INDEX(Assump!$C$30:$N$30,$A435)*INDEX(Assump!$C$56:$FN$56,($B435-1)*Hrs_in_dy+$C435)","v":0.64047833533817744},{"$f":"INDEX(ePrice!$F436:$K436,P_Off)*EPrice_Fac","v":164.22499978978288},15.55141824553718,null,15.55141824553718,13.478988304093566,1.7448509999999999,181.59234144981824,73.074428659649115,"G","G","G","|",".",".","."]
[1,4,24,{"$f":"INDEX(Assump!$C$30:$N$30,$A436)*INDEX(Assump!$C$56:$FN$56,($B436-1)*Hrs_in_dy+$C436)","v":0.64047833533817744},{"$f":"INDEX(ePrice!$F437:$K437,P_Off)*EPrice_Fac","v":154.49584690382284},15.55141824553718,null,15.55141824553718,13.478988304093566,1.7448509999999999,171.76491429228284,73.074428659649115,"G","G","G","|",".",".","."]
[1,5,1,{"$f":"INDEX(Assump!$C$30:$N$30,$A437)*INDEX(Assump!$C$56:$FN$56,($B437-1)*Hrs_in_dy+$C437)","v":0.64047833533817744},{"$f":"INDEX(ePrice!$F438:$K438,P_Off)*EPrice_Fac","v":143.62710399855112},15.55141824553718,null,15.55141824553718,13.478988304093566,1.7448509999999999,160.78638610513968,73.074428659649115,"G","G","G","|",15.371480048116251,15.371480048116251,15.371480048116251]
[1,5,2,{"$f":"INDEX(Assump!$C$30:$N$30,$A438)*INDEX(Assump!$C$56:$FN$56,($B438-1)*Hrs_in_dy+$C438)","v":0.64047833533817744},{"$f":"INDEX(ePrice!$F439:$K439,P_Off)*EPrice_Fac","v":131.72730345675939},15.55141824553718,null,15.55141824553718,13.478988304093566,1.7448509999999999,148.76638555787531,73.074428659649115,"G","G","G","|",".",".","."]
[1,5,3,{"$f":"INDEX(Assump!$C$30:$N$30,$A439)*INDEX(Assump!$C$56:$FN$56,($B439-1)*Hrs_in_dy+$C439)","v":0.64047833533817744},{"$f":"INDEX(ePrice!$F440:$K440,P_Off)*EPrice_Fac","v":134.25455751319203},15.55141824553718,null,15.55141824553718,13.478988304093566,1.7448509999999999,151.31916743305982,73.074428659649115,"G","G","G","|",".",".","."]
[1,5,4,{"$f":"INDEX(Assump!$C$30:$N$30,$A440)*INDEX(Assump!$C$56:$FN$56,($B440-1)*Hrs_in_dy+$C440)","v":0.64047833533817744},{"$f":"INDEX(ePrice!$F441:$K441,P_Off)*EPrice_Fac","v":133.20024293750231},15.55141824553718,null,15.55141824553718,13.478988304093566,1.7448509999999999,150.25420321519141,73.074428659649115,"G","G","G","|",".",".","."]
[1,5,5,{"$f":"INDEX(Assump!$C$30:$N$30,$A441)*INDEX(Assump!$C$56:$FN$56,($B441-1)*Hrs_in_dy+$C441)","v":0.64047833533817744},{"$f":"INDEX(ePrice!$F442:$K442,P_Off)*EPrice_Fac","v":143.24724065878058},15.55141824553718,null,15.55141824553718,13.478988304093566,1.7448509999999999,160.40268576193714,73.074428659649115,"G","G","G","|",".",".","."]
[1,5,6,{"$f":"INDEX(Assump!$C$30:$N$30,$A442)*INDEX(Assump!$C$56:$FN$56,($B442-1)*Hrs_in_dy+$C442)","v":0.64047833533817744},{"$f":"INDEX(ePrice!$F443:$K443,P_Off)*EPrice_Fac","v":172.72928721280931},15.55141824553718,null,15.55141824553718,13.478988304093566,1.7448509999999999,190.18253076600655,73.074428659649115,"G","G","G","|",".",".","."]
[1,5,7,{"$f":"INDEX(Assump!$C$30:$N$30,$A443)*INDEX(Assump!$C$56:$FN$56,($B443-1)*Hrs_in_dy+$C443)","v":0.64047833533817744},{"$f":"INDEX(ePrice!$F444:$K444,P_Off)*EPrice_Fac","v":159.25576712053956},15.55141824553718,null,15.55141824553718,13.478988304093566,1.7448509999999999,176.57291451118863,73.074428659649115,"G","G","G","|",".",".","."]
[1,5,8,{"$f":"INDEX(Assump!$C$30:$N$30,$A444)*INDEX(Assump!$C$56:$FN$56,($B444-1)*Hrs_in_dy+$C444)","v":0.64047833533817744},{"$f":"INDEX(ePrice!$F445:$K445,P_Off)*EPrice_Fac","v":403.85674868054849},15.55141824553718,null,15.55141824553718,13.478988304093566,1.7448509999999999,423.64461305665225,73.074428659649115,"G","G","G","|",".",".","."]
[1,5,9,{"$f":"INDEX(Assump!$C$30:$N$30,$A445)*INDEX(Assump!$C$56:$FN$56,($B445-1)*Hrs_in_dy+$C445)","v":0.64047833533817744},{"$f":"INDEX(ePrice!$F446:$K446,P_Off)*EPrice_Fac","v":205.53707606809448},15.55141824553718,null,15.55141824553718,13.478988304093566,1.7448509999999999,223.32171142791077,73.074428659649115,"G","G","G","|",".",".","."]
[1,5,10,{"$f":"INDEX(Assump!$C$30:$N$30,$A446)*INDEX(Assump!$C$56:$FN$56,($B446-1)*Hrs_in_dy+$C446)","v":0.64047833533817744},{"$f":"INDEX(ePrice!$F447:$K447,P_Off)*EPrice_Fac","v":272.43953774605075},15.55141824553718,null,15.55141824553718,13.478988304093566,1.7448509999999999,290.89995554705854,73.074428659649115,"G","G","G","|",".",".","."]
[1,5,11,{"$f":"INDEX(Assump!$C$30:$N$30,$A447)*INDEX(Assump!$C$56:$FN$56,($B447-1)*Hrs_in_dy+$C447)","v":0.64047833533817744},{"$f":"INDEX(ePrice!$F448:$K448,P_Off)*EPrice_Fac","v":234.20512975118629},15.55141824553718,null,15.55141824553718,13.478988304093566,1.7448509999999999,252.27934141083179,73.074428659649115,"G","G","G","|",".",".","."]
[1,5,12,{"$f":"INDEX(Assump!$C$30:$N$30,$A448)*INDEX(Assump!$C$56:$FN$56,($B448-1)*Hrs_in_dy+$C448)","v":0.64047833533817744},{"$f":"INDEX(ePrice!$F449:$K449,P_Off)*EPrice_Fac","v":194.59081003225737},15.55141824553718,null,15.55141824553718,13.478988304093566,1.7448509999999999,212.26487704827733,73.074428659649115,"G","G","G","|",".",".","."]
[1,5,13,{"$f":"INDEX(Assump!$C$30:$N$30,$A449)*INDEX(Assump!$C$56:$FN$56,($B449-1)*Hrs_in_dy+$C449)","v":0.64047833533817744},{"$f":"INDEX(ePrice!$F450:$K450,P_Off)*EPrice_Fac","v":161.6744887941806},15.55141824553718,null,15.55141824553718,13.478988304093566,1.7448509999999999,179.01606771688665,73.074428659649115,"G","G","G","|",".",".","."]
[1,5,14,{"$f":"INDEX(Assump!$C$30:$N$30,$A450)*INDEX(Assump!$C$56:$FN$56,($B450-1)*Hrs_in_dy+$C450)","v":0.64047833533817744},{"$f":"INDEX(ePrice!$F451:$K451,P_Off)*EPrice_Fac","v":190.90070901734342},15.55141824553718,null,15.55141824553718,13.478988304093566,1.7448509999999999,208.53750228573799,73.074428659649115,"G","G","G","|",".",".","."]
[1,5,15,{"$f":"INDEX(Assump!$C$30:$N$30,$A451)*INDEX(Assump!$C$56:$FN$56,($B451-1)*Hrs_in_dy+$C451)","v":0.64047833533817744},{"$f":"INDEX(ePrice!$F452:$K452,P_Off)*EPrice_Fac","v":151.44143555954534},15.55141824553718,null,15.55141824553718,13.478988304093566,1.7448509999999999,168.67965030816416,73.074428659649115,"G","G","G","|",".",".","."]
[1,5,16,{"$f":"INDEX(Assump!$C$30:$N$30,$A452)*INDEX(Assump!$C$56:$FN$56,($B452-1)*Hrs_in_dy+$C452)","v":0.64047833533817744},{"$f":"INDEX(ePrice!$F453:$K453,P_Off)*EPrice_Fac","v":147.51876515293515},15.55141824553718,null,15.55141824553718,13.478988304093566,1.7448509999999999,164.71735696815387,73.074428659649115,"G","G","G","|",".",".","."]
[1,5,17,{"$f":"INDEX(Assump!$C$30:$N$30,$A453)*INDEX(Assump!$C$56:$FN$56,($B453-1)*Hrs_in_dy+$C453)","v":0.64047833533817744},{"$f":"INDEX(ePrice!$F454:$K454,P_Off)*EPrice_Fac","v":146.18536730720993},{"$f":"Nwk_Elec_Var","v":15.55141824553718},null,15.55141824553718,{"$f":"IF(Other_fuel=\"Gas\",\nCHOOSE(Gas_price_option,Other_fuel_price_wholesale_flex,Gas_elec_m*$E453+Gas_elec_c),\nOther_fuel_price_wholesale_flex)","v":13.478988304093566},{"$f":"IF(Other_fuel=\"Gas\",Nwk_Gas_Var,0)","v":1.7448509999999999},163.3704904573203,73.074428659649115,{"$f":"IF(K453<L453,ID_E,ID_O)","v":"G"},{"$f":"IF($C453=1,IF(SUM($D453:$D476)=0,\".\",IF(SUMPRODUCT($K453:$K476,$D453:$D476)<SUMPRODUCT($L453:$L476,$D453:$D476),ID_E,ID_O)),N452)","v":"G"},{"$f":"IF(SUM($B453:$C453)=2,IF(SUMPRODUCT($K453:$K620,$D453:$D620)<SUMPRODUCT($L453:$L620,$D453:$D620),ID_E,ID_O),O452)","v":"G"},"|",{"$f":"IF($C453=1,SUMIFS($D453:$D476,M453:M476,ID_O),\".\")","v":"."},{"$f":"IF($C453=1,SUMIFS($D453:$D476,N453:N476,ID_O),\".\")","v":"."},{"$f":"IF($C453=1,SUMIFS($D453:$D476,O453:O476,ID_O),\".\")","v":"."}]
[1,5,18,{"$f":"INDEX(Assump!$C$30:$N$30,$A454)*INDEX(Assump!$C$56:$FN$56,($B454-1)*Hrs_in_dy+$C454)","v":0.64047833533817744},{"$f":"INDEX(ePrice!$F455:$K455,P_Off)*EPrice_Fac","v":141.54173178634139},15.55141824553718,null,{"$f":"SUM($F454:$G454)","v":15.55141824553718},13.478988304093566,1.7448509999999999,{"$f":"SUM(E454,H454)/COP_Elec","v":158.67994952715006},{"$f":"SUM(I454:J454)*GJ_MWh/COP_Other","v":73.074428659649115},"G","G","G","|",".",".","."]
[1,5,19,{"$f":"INDEX(Assump!$C$30:$N$30,$A455)*INDEX(Assump!$C$56:$FN$56,($B455-1)*Hrs_in_dy+$C455)","v":0.64047833533817744},{"$f":"INDEX(ePrice!$F456:$K456,P_Off)*EPrice_Fac","v":131.27766929947992},15.55141824553718,null,15.55141824553718,13.478988304093566,1.7448509999999999,148.31220964143142,73.074428659649115,"G","G","G","|",".",".","."]
[1,5,20,{"$f":"INDEX(Assump!$C$30:$N$30,$A456)*INDEX(Assump!$C$56:$FN$56,($B456-1)*Hrs_in_dy+$C456)","v":0.64047833533817744},{"$f":"INDEX(ePrice!$F457:$K457,P_Off)*EPrice_Fac","v":126.17664730827539},15.55141824553718,null,15.55141824553718,13.478988304093566,1.7448509999999999,143.15966217556826,73.074428659649115,"G","G","G","|",".",".","."]
[1,5,21,{"$f":"INDEX(Assump!$C$30:$N$30,$A457)*INDEX(Assump!$C$56:$FN$56,($B457-1)*Hrs_in_dy+$C457)","v":0.64047833533817744},{"$f":"INDEX(ePrice!$F458:$K458,P_Off)*EPrice_Fac","v":126.59527221332867},15.55141824553718,null,15.55141824553718,13.478988304093566,1.7448509999999999,143.58251561501604,73.074428659649115,"G","G","G","|",".",".","."]
[1,5,22,{"$f":"INDEX(Assump!$C$30:$N$30,$A458)*INDEX(Assump!$C$56:$FN$56,($B458-1)*Hrs_in_dy+$C458)","v":0.64047833533817744},{"$f":"INDEX(ePrice!$F459:$K459,P_Off)*EPrice_Fac","v":138.5105773812335},15.55141824553718,null,15.55141824553718,13.478988304093566,1.7448509999999999,155.61817740077848,73.074428659649115,"G","G","G","|",".",".","."]
[1,5,23,{"$f":"INDEX(Assump!$C$30:$N$30,$A459)*INDEX(Assump!$C$56:$FN$56,($B459-1)*Hrs_in_dy+$C459)","v":0.64047833533817744},{"$f":"INDEX(ePrice!$F460:$K460,P_Off)*EPrice_Fac","v":136.80506850879431},15.55141824553718,null,15.55141824553718,13.478988304093566,1.7448509999999999,153.8954411659914,73.074428659649115,"G","G","G","|",".",".","."]
[1,5,24,{"$f":"INDEX(Assump!$C$30:$N$30,$A460)*INDEX(Assump!$C$56:$FN$56,($B460-1)*Hrs_in_dy+$C460)","v":0.64047833533817744},{"$f":"INDEX(ePrice!$F461:$K461,P_Off)*EPrice_Fac","v":126.11462880382307},15.55141824553718,null,15.55141824553718,13.478988304093566,1.7448509999999999,143.09701722157601,73.074428659649115,"G","G","G","|",".",".","."]
[1,6,1,{"$f":"INDEX(Assump!$C$30:$N$30,$A461)*INDEX(Assump!$C$56:$FN$56,($B461-1)*Hrs_in_dy+$C461)","v":0.64047833533817744},{"$f":"INDEX(ePrice!$F462:$K462,P_Off)*EPrice_Fac","v":130.03729921043325},15.55141824553718,null,15.55141824553718,13.478988304093566,1.7448509999999999,147.0593105615863,73.074428659649115,"G","G","G","|",15.371480048116251,15.371480048116251,15.371480048116251]
[1,6,2,{"$f":"INDEX(Assump!$C$30:$N$30,$A462)*INDEX(Assump!$C$56:$FN$56,($B462-1)*Hrs_in_dy+$C462)","v":0.64047833533817744},{"$f":"INDEX(ePrice!$F463:$K463,P_Off)*EPrice_Fac","v":118.31580186894196},15.55141824553718,null,15.55141824553718,13.478988304093566,1.7448509999999999,135.21941425704966,73.074428659649115,"G","G","G","|",".",".","."]
[1,6,3,{"$f":"INDEX(Assump!$C$30:$N$30,$A463)*INDEX(Assump!$C$56:$FN$56,($B463-1)*Hrs_in_dy+$C463)","v":0.64047833533817744},{"$f":"INDEX(ePrice!$F464:$K464,P_Off)*EPrice_Fac","v":112.30000693706546},15.55141824553718,null,15.55141824553718,13.478988304093566,1.7448509999999999,129.14285371980066,73.074428659649115,"G","G","G","|",".",".","."]
[1,6,4,{"$f":"INDEX(Assump!$C$30:$N$30,$A464)*INDEX(Assump!$C$56:$FN$56,($B464-1)*Hrs_in_dy+$C464)","v":0.64047833533817744},{"$f":"INDEX(ePrice!$F465:$K465,P_Off)*EPrice_Fac","v":113.57138627833832},15.55141824553718,null,15.55141824553718,13.478988304093566,1.7448509999999999,130.42707527664194,73.074428659649115,"G","G","G","|",".",".","."]
[1,6,5,{"$f":"INDEX(Assump!$C$30:$N$30,$A465)*INDEX(Assump!$C$56:$FN$56,($B465-1)*Hrs_in_dy+$C465)","v":0.64047833533817744},{"$f":"INDEX(ePrice!$F466:$K466,P_Off)*EPrice_Fac","v":97.896209278010673},15.55141824553718,null,15.55141824553718,13.478988304093566,1.7448509999999999,114.59356315509883,73.074428659649115,"G","G","G","|",".",".","."]
[1,6,6,{"$f":"INDEX(Assump!$C$30:$N$30,$A466)*INDEX(Assump!$C$56:$FN$56,($B466-1)*Hrs_in_dy+$C466)","v":0.64047833533817744},{"$f":"INDEX(ePrice!$F467:$K467,P_Off)*EPrice_Fac","v":103.77246257486942},15.55141824553718,null,15.55141824553718,13.478988304093566,1.7448509999999999,120.52917254586525,73.074428659649115,"G","G","G","|",".",".","."]
[1,6,7,{"$f":"INDEX(Assump!$C$30:$N$30,$A467)*INDEX(Assump!$C$56:$FN$56,($B467-1)*Hrs_in_dy+$C467)","v":0.64047833533817744},{"$f":"INDEX(ePrice!$F468:$K468,P_Off)*EPrice_Fac","v":97.98148472163264},15.55141824553718,null,15.55141824553718,13.478988304093566,1.7448509999999999,114.6796999668382,73.074428659649115,"G","G","G","|",".",".","."]
[1,6,8,{"$f":"INDEX(Assump!$C$30:$N$30,$A468)*INDEX(Assump!$C$56:$FN$56,($B468-1)*Hrs_in_dy+$C468)","v":0.64047833533817744},{"$f":"INDEX(ePrice!$F469:$K469,P_Off)*EPrice_Fac","v":106.00512873515346},15.55141824553718,null,15.55141824553718,13.478988304093566,1.7448509999999999,122.7843908895865,73.074428659649115,"G","G","G","|",".",".","."]
[1,6,9,{"$f":"INDEX(Assump!$C$30:$N$30,$A469)*INDEX(Assump!$C$56:$FN$56,($B469-1)*Hrs_in_dy+$C469)","v":0.64047833533817744},{"$f":"INDEX(ePrice!$F470:$K470,P_Off)*EPrice_Fac","v":129.75821594039775},15.55141824553718,null,15.55141824553718,13.478988304093566,1.7448509999999999,146.77740826862114,73.074428659649115,"G","G","G","|",".",".","."]
[1,6,10,{"$f":"INDEX(Assump!$C$30:$N$30,$A470)*INDEX(Assump!$C$56:$FN$56,($B470-1)*Hrs_in_dy+$C470)","v":0.64047833533817744},{"$f":"INDEX(ePrice!$F471:$K471,P_Off)*EPrice_Fac","v":137.33222579663916},15.55141824553718,null,15.55141824553718,13.478988304093566,1.7448509999999999,154.4279232749256,73.074428659649115,"G","G","G","|",".",".","."]
[1,6,11,{"$f":"INDEX(Assump!$C$30:$N$30,$A471)*INDEX(Assump!$C$56:$FN$56,($B471-1)*Hrs_in_dy+$C471)","v":0.64047833533817744},{"$f":"INDEX(ePrice!$F472:$K472,P_Off)*EPrice_Fac","v":132.51803938852663},15.55141824553718,null,15.55141824553718,13.478988304093566,1.7448509999999999,149.56510872127657,73.074428659649115,"G","G","G","|",".",".","."]
[1,6,12,{"$f":"INDEX(Assump!$C$30:$N$30,$A472)*INDEX(Assump!$C$56:$FN$56,($B472-1)*Hrs_in_dy+$C472)","v":0.64047833533817744},{"$f":"INDEX(ePrice!$F473:$K473,P_Off)*EPrice_Fac","v":128.16899176380664},15.55141824553718,null,15.55141824553718,13.478988304093566,1.7448509999999999,145.17213132256953,73.074428659649115,"G","G","G","|",".",".","."]
[1,6,13,{"$f":"INDEX(Assump!$C$30:$N$30,$A473)*INDEX(Assump!$C$56:$FN$56,($B473-1)*Hrs_in_dy+$C473)","v":0.64047833533817744},{"$f":"INDEX(ePrice!$F474:$K474,P_Off)*EPrice_Fac","v":123.46333773848573},15.55141824553718,null,15.55141824553718,13.478988304093566,1.7448509999999999,140.41894543840698,73.074428659649115,"G","G","G","|",".",".","."]
[1,6,14,{"$f":"INDEX(Assump!$C$30:$N$30,$A474)*INDEX(Assump!$C$56:$FN$56,($B474-1)*Hrs_in_dy+$C474)","v":0.64047833533817744},{"$f":"INDEX(ePrice!$F475:$K475,P_Off)*EPrice_Fac","v":115.62574923832192},15.55141824553718,null,15.55141824553718,13.478988304093566,1.7448509999999999,132.50218937763546,73.074428659649115,"G","G","G","|",".",".","."]
[1,6,15,{"$f":"INDEX(Assump!$C$30:$N$30,$A475)*INDEX(Assump!$C$56:$FN$56,($B475-1)*Hrs_in_dy+$C475)","v":0.64047833533817744},{"$f":"INDEX(ePrice!$F476:$K476,P_Off)*EPrice_Fac","v":102.15998145910871},15.55141824553718,null,15.55141824553718,13.478988304093566,1.7448509999999999,118.90040374206656,73.074428659649115,"G","G","G","|",".",".","."]
[1,6,16,{"$f":"INDEX(Assump!$C$30:$N$30,$A476)*INDEX(Assump!$C$56:$FN$56,($B476-1)*Hrs_in_dy+$C476)","v":0.64047833533817744},{"$f":"INDEX(ePrice!$F477:$K477,P_Off)*EPrice_Fac","v":98.973780792870002},15.55141824553718,null,15.55141824553718,13.478988304093566,1.7448509999999999,115.68201923071433,73.074428659649115,"G","G","G","|",".",".","."]
[1,6,17,{"$f":"INDEX(Assump!$C$30:$N$30,$A477)*INDEX(Assump!$C$56:$FN$56,($B477-1)*Hrs_in_dy+$C477)","v":0.64047833533817744},{"$f":"INDEX(ePrice!$F478:$K478,P_Off)*EPrice_Fac","v":101.5475487276419},15.55141824553718,null,15.55141824553718,13.478988304093566,1.7448509999999999,118.281784821393,73.074428659649115,"G","G","G","|",".",".","."]
[1,6,18,{"$f":"INDEX(Assump!$C$30:$N$30,$A478)*INDEX(Assump!$C$56:$FN$56,($B478-1)*Hrs_in_dy+$C478)","v":0.64047833533817744},{"$f":"INDEX(ePrice!$F479:$K479,P_Off)*EPrice_Fac","v":108.18352870404175},15.55141824553718,null,15.55141824553718,13.478988304093566,1.7448509999999999,124.98479489856457,73.074428659649115,"G","G","G","|",".",".","."]
[1,6,19,{"$f":"INDEX(Assump!$C$30:$N$30,$A479)*INDEX(Assump!$C$56:$FN$56,($B479-1)*Hrs_in_dy+$C479)","v":0.64047833533817744},{"$f":"INDEX(ePrice!$F480:$K480,P_Off)*EPrice_Fac","v":99.09006548871811},15.55141824553718,null,15.55141824553718,13.478988304093566,1.7448509999999999,115.79947851944979,73.074428659649115,"G","G","G","|",".",".","."]
[1,6,20,{"$f":"INDEX(Assump!$C$30:$N$30,$A480)*INDEX(Assump!$C$56:$FN$56,($B480-1)*Hrs_in_dy+$C480)","v":0.64047833533817744},{"$f":"INDEX(ePrice!$F481:$K481,P_Off)*EPrice_Fac","v":99.857544481315756},15.55141824553718,null,15.55141824553718,13.478988304093566,1.7448509999999999,116.57470982510398,73.074428659649115,"G","G","G","|",".",".","."]
[1,6,21,{"$f":"INDEX(Assump!$C$30:$N$30,$A481)*INDEX(Assump!$C$56:$FN$56,($B481-1)*Hrs_in_dy+$C481)","v":0.64047833533817744},{"$f":"INDEX(ePrice!$F482:$K482,P_Off)*EPrice_Fac","v":102.40030316386151},15.55141824553718,null,15.55141824553718,13.478988304093566,1.7448509999999999,119.14315293878656,73.074428659649115,"G","G","G","|",".",".","."]
[1,6,22,{"$f":"INDEX(Assump!$C$30:$N$30,$A482)*INDEX(Assump!$C$56:$FN$56,($B482-1)*Hrs_in_dy+$C482)","v":0.64047833533817744},{"$f":"INDEX(ePrice!$F483:$K483,P_Off)*EPrice_Fac","v":125.51770069846933},15.55141824553718,null,15.55141824553718,13.478988304093566,1.7448509999999999,142.49405953940052,73.074428659649115,"G","G","G","|",".",".","."]
[1,6,23,{"$f":"INDEX(Assump!$C$30:$N$30,$A483)*INDEX(Assump!$C$56:$FN$56,($B483-1)*Hrs_in_dy+$C483)","v":0.64047833533817744},{"$f":"INDEX(ePrice!$F484:$K484,P_Off)*EPrice_Fac","v":125.62623308126093},15.55141824553718,null,15.55141824553718,13.478988304093566,1.7448509999999999,142.60368820888701,73.074428659649115,"G","G","G","|",".",".","."]
[1,6,24,{"$f":"INDEX(Assump!$C$30:$N$30,$A484)*INDEX(Assump!$C$56:$FN$56,($B484-1)*Hrs_in_dy+$C484)","v":0.64047833533817744},{"$f":"INDEX(ePrice!$F485:$K485,P_Off)*EPrice_Fac","v":125.30063593288617},15.55141824553718,null,15.55141824553718,13.478988304093566,1.7448509999999999,142.27480220042762,73.074428659649115,"G","G","G","|",".",".","."]
[1,7,1,{"$f":"INDEX(Assump!$C$30:$N$30,$A485)*INDEX(Assump!$C$56:$FN$56,($B485-1)*Hrs_in_dy+$C485)","v":0.64047833533817744},{"$f":"INDEX(ePrice!$F486:$K486,P_Off)*EPrice_Fac","v":99.043551610378856},15.55141824553718,null,15.55141824553718,13.478988304093566,1.7448509999999999,115.75249480395559,73.074428659649115,"G","G","G","|",15.371480048116251,15.371480048116251,15.371480048116251]
[1,7,2,{"$f":"INDEX(Assump!$C$30:$N$30,$A486)*INDEX(Assump!$C$56:$FN$56,($B486-1)*Hrs_in_dy+$C486)","v":0.64047833533817744},{"$f":"INDEX(ePrice!$F487:$K487,P_Off)*EPrice_Fac","v":88.880269193252488},15.55141824553718,null,15.55141824553718,13.478988304093566,1.7448509999999999,105.48655296847441,73.074428659649115,"G","G","G","|",".",".","."]
[1,7,3,{"$f":"INDEX(Assump!$C$30:$N$30,$A487)*INDEX(Assump!$C$56:$FN$56,($B487-1)*Hrs_in_dy+$C487)","v":0.64047833533817744},{"$f":"INDEX(ePrice!$F488:$K488,P_Off)*EPrice_Fac","v":90.453988743730491},15.55141824553718,null,15.55141824553718,13.478988304093566,1.7448509999999999,107.07616867602795,73.074428659649115,"G","G","G","|",".",".","."]
[1,7,4,{"$f":"INDEX(Assump!$C$30:$N$30,$A488)*INDEX(Assump!$C$56:$FN$56,($B488-1)*Hrs_in_dy+$C488)","v":0.64047833533817744},{"$f":"INDEX(ePrice!$F489:$K489,P_Off)*EPrice_Fac","v":89.399674168040789},15.55141824553718,null,15.55141824553718,13.478988304093566,1.7448509999999999,106.01120445815957,73.074428659649115,"G","G","G","|",".",".","."]
[1,7,5,{"$f":"INDEX(Assump!$C$30:$N$30,$A489)*INDEX(Assump!$C$56:$FN$56,($B489-1)*Hrs_in_dy+$C489)","v":0.64047833533817744},{"$f":"INDEX(ePrice!$F490:$K490,P_Off)*EPrice_Fac","v":88.771736810460894},15.55141824553718,null,15.55141824553718,13.478988304093566,1.7448509999999999,105.37692429898796,73.074428659649115,"G","G","G","|",".",".","."]
[1,7,6,{"$f":"INDEX(Assump!$C$30:$N$30,$A490)*INDEX(Assump!$C$56:$FN$56,($B490-1)*Hrs_in_dy+$C490)","v":0.64047833533817744},{"$f":"INDEX(ePrice!$F491:$K491,P_Off)*EPrice_Fac","v":89.461692672493129},15.55141824553718,null,15.55141824553718,13.478988304093566,1.7448509999999999,106.07384941215183,73.074428659649115,"G","G","G","|",".",".","."]
[1,7,7,{"$f":"INDEX(Assump!$C$30:$N$30,$A491)*INDEX(Assump!$C$56:$FN$56,($B491-1)*Hrs_in_dy+$C491)","v":0.64047833533817744},{"$f":"INDEX(ePrice!$F492:$K492,P_Off)*EPrice_Fac","v":91.097430727423458},15.55141824553718,null,15.55141824553718,13.478988304093566,1.7448509999999999,107.72611007369761,73.074428659649115,"G","G","G","|",".",".","."]
[1,7,8,{"$f":"INDEX(Assump!$C$30:$N$30,$A492)*INDEX(Assump!$C$56:$FN$56,($B492-1)*Hrs_in_dy+$C492)","v":0.64047833533817744},{"$f":"INDEX(ePrice!$F493:$K493,P_Off)*EPrice_Fac","v":88.725222932121653},15.55141824553718,null,15.55141824553718,13.478988304093566,1.7448509999999999,105.32994058349377,73.074428659649115,"G","G","G","|",".",".","."]
[1,7,9,{"$f":"INDEX(Assump!$C$30:$N$30,$A493)*INDEX(Assump!$C$56:$FN$56,($B493-1)*Hrs_in_dy+$C493)","v":0.64047833533817744},{"$f":"INDEX(ePrice!$F494:$K494,P_Off)*EPrice_Fac","v":98.663688270608318},15.55141824553718,null,15.55141824553718,13.478988304093566,1.7448509999999999,115.36879446075302,73.074428659649115,"G","G","G","|",".",".","."]
[1,7,10,{"$f":"INDEX(Assump!$C$30:$N$30,$A494)*INDEX(Assump!$C$56:$FN$56,($B494-1)*Hrs_in_dy+$C494)","v":0.64047833533817744},{"$f":"INDEX(ePrice!$F495:$K495,P_Off)*EPrice_Fac","v":113.50936777388601},15.55141824553718,null,15.55141824553718,13.478988304093566,1.7448509999999999,130.3644303226497,73.074428659649115,"G","G","G","|",".",".","."]
[1,7,11,{"$f":"INDEX(Assump!$C$30:$N$30,$A495)*INDEX(Assump!$C$56:$FN$56,($B495-1)*Hrs_in_dy+$C495)","v":0.64047833533817744},{"$f":"INDEX(ePrice!$F496:$K496,P_Off)*EPrice_Fac","v":117.93593852917138},15.55141824553718,null,15.55141824553718,13.478988304093566,1.7448509999999999,134.83571391384703,73.074428659649115,"G","G","G","|",".",".","."]
[1,7,12,{"$f":"INDEX(Assump!$C$30:$N$30,$A496)*INDEX(Assump!$C$56:$FN$56,($B496-1)*Hrs_in_dy+$C496)","v":0.64047833533817744},{"$f":"INDEX(ePrice!$F497:$K497,P_Off)*EPrice_Fac","v":98.562908200873281},15.55141824553718,null,15.55141824553718,13.478988304093566,1.7448509999999999,115.26699641051562,73.074428659649115,"G","G","G","|",".",".","."]
[1,7,13,{"$f":"INDEX(Assump!$C$30:$N$30,$A497)*INDEX(Assump!$C$56:$FN$56,($B497-1)*Hrs_in_dy+$C497)","v":0.64047833533817744},{"$f":"INDEX(ePrice!$F498:$K498,P_Off)*EPrice_Fac","v":92.4773424514879},15.55141824553718,null,15.55141824553718,13.478988304093566,1.7448509999999999,109.11996030002533,73.074428659649115,"G","G","G","|",".",".","."]
[1,7,14,{"$f":"INDEX(Assump!$C$30:$N$30,$A498)*INDEX(Assump!$C$56:$FN$56,($B498-1)*Hrs_in_dy+$C498)","v":0.64047833533817744},{"$f":"INDEX(ePrice!$F499:$K499,P_Off)*EPrice_Fac","v":90.609035004861312},15.55141824553718,null,15.55141824553718,13.478988304093566,1.7448509999999999,107.23278106100858,73.074428659649115,"G","G","G","|",".",".","."]
[1,7,15,{"$f":"INDEX(Assump!$C$30:$N$30,$A499)*INDEX(Assump!$C$56:$FN$56,($B499-1)*Hrs_in_dy+$C499)","v":0.64047833533817744},{"$f":"INDEX(ePrice!$F500:$K500,P_Off)*EPrice_Fac","v":100.50098646500874},15.55141824553718,null,15.55141824553718,13.478988304093566,1.7448509999999999,117.22465122277366,73.074428659649115,"G","G","G","|",".",".","."]
[1,7,16,{"$f":"INDEX(Assump!$C$30:$N$30,$A500)*INDEX(Assump!$C$56:$FN$56,($B500-1)*Hrs_in_dy+$C500)","v":0.64047833533817744},{"$f":"INDEX(ePrice!$F501:$K501,P_Off)*EPrice_Fac","v":107.04393868473007},15.55141824553718,null,15.55141824553718,13.478988304093566,1.7448509999999999,123.83369386895681,73.074428659649115,"G","G","G","|",".",".","."]
[1,7,17,{"$f":"INDEX(Assump!$C$30:$N$30,$A501)*INDEX(Assump!$C$56:$FN$56,($B501-1)*Hrs_in_dy+$C501)","v":0.64047833533817744},{"$f":"INDEX(ePrice!$F502:$K502,P_Off)*EPrice_Fac","v":123.39356692097688},15.55141824553718,null,15.55141824553718,13.478988304093566,1.7448509999999999,140.34846986516573,73.074428659649115,"G","G","G","|",".",".","."]
[1,7,18,{"$f":"INDEX(Assump!$C$30:$N$30,$A502)*INDEX(Assump!$C$56:$FN$56,($B502-1)*Hrs_in_dy+$C502)","v":0.64047833533817744},{"$f":"INDEX(ePrice!$F503:$K503,P_Off)*EPrice_Fac","v":133.68863866006444},15.55141824553718,null,15.55141824553718,13.478988304093566,1.7448509999999999,150.74753222788041,73.074428659649115,"G","G","G","|",".",".","."]
[1,7,19,{"$f":"INDEX(Assump!$C$30:$N$30,$A503)*INDEX(Assump!$C$56:$FN$56,($B503-1)*Hrs_in_dy+$C503)","v":0.64047833533817744},{"$f":"INDEX(ePrice!$F504:$K504,P_Off)*EPrice_Fac","v":133.3785461378028},15.55141824553718,null,15.55141824553718,13.478988304093566,1.7448509999999999,150.43430745791918,73.074428659649115,"G","G","G","|",".",".","."]
[1,7,20,{"$f":"INDEX(Assump!$C$30:$N$30,$A504)*INDEX(Assump!$C$56:$FN$56,($B504-1)*Hrs_in_dy+$C504)","v":0.64047833533817744},{"$f":"INDEX(ePrice!$F505:$K505,P_Off)*EPrice_Fac","v":124.36260605304462},15.55141824553718,null,15.55141824553718,13.478988304093566,1.7448509999999999,141.32729727129475,73.074428659649115,"G","G","G","|",".",".","."]
[1,7,21,{"$f":"INDEX(Assump!$C$30:$N$30,$A505)*INDEX(Assump!$C$56:$FN$56,($B505-1)*Hrs_in_dy+$C505)","v":0.64047833533817744},{"$f":"INDEX(ePrice!$F506:$K506,P_Off)*EPrice_Fac","v":126.61852915249827},15.55141824553718,null,15.55141824553718,13.478988304093566,1.7448509999999999,143.60600747276308,73.074428659649115,"G","G","G","|",".",".","."]
[1,7,22,{"$f":"INDEX(Assump!$C$30:$N$30,$A506)*INDEX(Assump!$C$56:$FN$56,($B506-1)*Hrs_in_dy+$C506)","v":0.64047833533817744},{"$f":"INDEX(ePrice!$F507:$K507,P_Off)*EPrice_Fac","v":189.94717451138877},15.55141824553718,null,15.55141824553718,13.478988304093566,1.7448509999999999,207.57433611810703,73.074428659649115,"G","G","G","|",".",".","."]
[1,7,23,{"$f":"INDEX(Assump!$C$30:$N$30,$A507)*INDEX(Assump!$C$56:$FN$56,($B507-1)*Hrs_in_dy+$C507)","v":0.64047833533817744},{"$f":"INDEX(ePrice!$F508:$K508,P_Off)*EPrice_Fac","v":132.99093048497571},15.55141824553718,null,15.55141824553718,13.478988304093566,1.7448509999999999,150.04277649546756,73.074428659649115,"G","G","G","|",".",".","."]
[1,7,24,{"$f":"INDEX(Assump!$C$30:$N$30,$A508)*INDEX(Assump!$C$56:$FN$56,($B508-1)*Hrs_in_dy+$C508)","v":0.64047833533817744},{"$f":"INDEX(ePrice!$F509:$K509,P_Off)*EPrice_Fac","v":117.02116558849944},15.55141824553718,null,15.55141824553718,13.478988304093566,1.7448509999999999,133.91170084246124,73.074428659649115,"G","G","G","|",".",".","."]
[1,1,1,{"$f":"INDEX(Assump!$C$30:$N$30,$A509)*INDEX(Assump!$C$56:$FN$56,($B509-1)*Hrs_in_dy+$C509)","v":0.64047833533817744},{"$f":"INDEX(ePrice!$F510:$K510,P_Off)*EPrice_Fac","v":75.793292104184118},15.55141824553718,null,15.55141824553718,13.478988304093566,1.7448509999999999,92.267384191637674,73.074428659649115,"G","G","G","|",15.371480048116251,15.371480048116251,15.371480048116251]
[1,1,2,{"$f":"INDEX(Assump!$C$30:$N$30,$A510)*INDEX(Assump!$C$56:$FN$56,($B510-1)*Hrs_in_dy+$C510)","v":0.64047833533817744},{"$f":"INDEX(ePrice!$F511:$K511,P_Off)*EPrice_Fac","v":75.180947287513888},15.55141824553718,null,15.55141824553718,13.478988304093566,1.7448509999999999,91.648854073788954,73.074428659649115,"G","G","G","|",".",".","."]
[1,1,3,{"$f":"INDEX(Assump!$C$30:$N$30,$A511)*INDEX(Assump!$C$56:$FN$56,($B511-1)*Hrs_in_dy+$C511)","v":0.64047833533817744},{"$f":"INDEX(ePrice!$F512:$K512,P_Off)*EPrice_Fac","v":72.769058519812731},15.55141824553718,null,15.55141824553718,13.478988304093566,1.7448509999999999,89.212602793282741,73.074428659649115,"G","G","G","|",".",".","."]
[1,1,4,{"$f":"INDEX(Assump!$C$30:$N$30,$A512)*INDEX(Assump!$C$56:$FN$56,($B512-1)*Hrs_in_dy+$C512)","v":0.64047833533817744},{"$f":"INDEX(ePrice!$F513:$K513,P_Off)*EPrice_Fac","v":72.73156802083291},15.55141824553718,null,15.55141824553718,13.478988304093566,1.7448509999999999,89.174733602394028,73.074428659649115,"G","G","G","|",".",".","."]
[1,1,5,{"$f":"INDEX(Assump!$C$30:$N$30,$A513)*INDEX(Assump!$C$56:$FN$56,($B513-1)*Hrs_in_dy+$C513)","v":0.64047833533817744},{"$f":"INDEX(ePrice!$F514:$K514,P_Off)*EPrice_Fac","v":75.905763601123567},15.55141824553718,null,15.55141824553718,13.478988304093566,1.7448509999999999,92.380991764303786,73.074428659649115,"G","G","G","|",".",".","."]
[1,1,6,{"$f":"INDEX(Assump!$C$30:$N$30,$A514)*INDEX(Assump!$C$56:$FN$56,($B514-1)*Hrs_in_dy+$C514)","v":0.64047833533817744},{"$f":"INDEX(ePrice!$F515:$K515,P_Off)*EPrice_Fac","v":91.907958249006143},15.55141824553718,null,15.55141824553718,13.478988304093566,1.7448509999999999,108.54482474196296,73.074428659649115,"G","G","G","|",".",".","."]
[1,1,7,{"$f":"INDEX(Assump!$C$30:$N$30,$A515)*INDEX(Assump!$C$56:$FN$56,($B515-1)*Hrs_in_dy+$C515)","v":0.64047833533817744},{"$f":"INDEX(ePrice!$F516:$K516,P_Off)*EPrice_Fac","v":109.65970951594655},15.55141824553718,null,15.55141824553718,13.478988304093566,1.7448509999999999,126.47588662776134,73.074428659649115,"G","G","G","|",".",".","."]
[1,1,8,{"$f":"INDEX(Assump!$C$30:$N$30,$A516)*INDEX(Assump!$C$56:$FN$56,($B516-1)*Hrs_in_dy+$C516)","v":0.64047833533817744},{"$f":"INDEX(ePrice!$F517:$K517,P_Off)*EPrice_Fac","v":85.65329333587438},15.55141824553718,null,15.55141824553718,13.478988304093566,1.7448509999999999,102.22698139536521,73.074428659649115,"G","G","G","|",".",".","."]
[1,1,9,{"$f":"INDEX(Assump!$C$30:$N$30,$A517)*INDEX(Assump!$C$56:$FN$56,($B517-1)*Hrs_in_dy+$C517)","v":0.64047833533817744},{"$f":"INDEX(ePrice!$F518:$K518,P_Off)*EPrice_Fac","v":116.14556583945379},{"$f":"Nwk_Elec_Var","v":15.55141824553718},null,15.55141824553718,{"$f":"IF(Other_fuel=\"Gas\",\nCHOOSE(Gas_price_option,Other_fuel_price_wholesale_flex,Gas_elec_m*$E517+Gas_elec_c),\nOther_fuel_price_wholesale_flex)","v":13.478988304093566},{"$f":"IF(Other_fuel=\"Gas\",Nwk_Gas_Var,0)","v":1.7448509999999999},133.02725665150604,73.074428659649115,{"$f":"IF(K517<L517,ID_E,ID_O)","v":"G"},{"$f":"IF($C517=1,IF(SUM($D517:$D540)=0,\".\",IF(SUMPRODUCT($K517:$K540,$D517:$D540)<SUMPRODUCT($L517:$L540,$D517:$D540),ID_E,ID_O)),N516)","v":"G"},{"$f":"IF(SUM($B517:$C517)=2,IF(SUMPRODUCT($K517:$K684,$D517:$D684)<SUMPRODUCT($L517:$L684,$D517:$D684),ID_E,ID_O),O516)","v":"G"},"|",{"$f":"IF($C517=1,SUMIFS($D517:$D540,M517:M540,ID_O),\".\")","v":"."},{"$f":"IF($C517=1,SUMIFS($D517:$D540,N517:N540,ID_O),\".\")","v":"."},{"$f":"IF($C517=1,SUMIFS($D517:$D540,O517:O540,ID_O),\".\")","v":"."}]
[1,1,10,{"$f":"INDEX(Assump!$C$30:$N$30,$A518)*INDEX(Assump!$C$56:$FN$56,($B518-1)*Hrs_in_dy+$C518)","v":0.64047833533817744},{"$f":"INDEX(ePrice!$F519:$K519,P_Off)*EPrice_Fac","v":141.40791373534964},15.55141824553718,null,{"$f":"SUM($F518:$G518)","v":15.55141824553718},13.478988304093566,1.7448509999999999,{"$f":"SUM(E518,H518)/COP_Elec","v":158.54477977867356},{"$f":"SUM(I518:J518)*GJ_MWh/COP_Other","v":73.074428659649115},"G","G","G","|",".",".","."]
[1,1,11,{"$f":"INDEX(Assump!$C$30:$N$30,$A519)*INDEX(Assump!$C$56:$FN$56,($B519-1)*Hrs_in_dy+$C519)","v":0.64047833533817744},{"$f":"INDEX(ePrice!$F520:$K520,P_Off)*EPrice_Fac","v":141.98901646953669},15.55141824553718,null,15.55141824553718,13.478988304093566,1.7448509999999999,159.13175223744835,73.074428659649115,"G","G","G","|",".",".","."]
[1,1,12,{"$f":"INDEX(Assump!$C$30:$N$30,$A520)*INDEX(Assump!$C$56:$FN$56,($B520-1)*Hrs_in_dy+$C520)","v":0.64047833533817744},{"$f":"INDEX(ePrice!$F521:$K521,P_Off)*EPrice_Fac","v":151.27416338353652},15.55141824553718,null,15.55141824553718,13.478988304093566,1.7448509999999999,168.51068851421584,73.074428659649115,"G","G","G","|",".",".","."]
[1,1,13,{"$f":"INDEX(Assump!$C$30:$N$30,$A521)*INDEX(Assump!$C$56:$FN$56,($B521-1)*Hrs_in_dy+$C521)","v":0.64047833533817744},{"$f":"INDEX(ePrice!$F522:$K522,P_Off)*EPrice_Fac","v":153.44861232436554},15.55141824553718,null,15.55141824553718,13.478988304093566,1.7448509999999999,170.70710158576031,73.074428659649115,"G","G","G","|",".",".","."]
[1,1,14,{"$f":"INDEX(Assump!$C$30:$N$30,$A522)*INDEX(Assump!$C$56:$FN$56,($B522-1)*Hrs_in_dy+$C522)","v":0.64047833533817744},{"$f":"INDEX(ePrice!$F523:$K523,P_Off)*EPrice_Fac","v":158.58481068459963},15.55141824553718,null,15.55141824553718,13.478988304093566,1.7448509999999999,175.89518073751194,73.074428659649115,"G","G","G","|",".",".","."]
[1,1,15,{"$f":"INDEX(Assump!$C$30:$N$30,$A523)*INDEX(Assump!$C$56:$FN$56,($B523-1)*Hrs_in_dy+$C523)","v":0.64047833533817744},{"$f":"INDEX(ePrice!$F524:$K524,P_Off)*EPrice_Fac","v":157.19766222234659},15.55141824553718,null,15.55141824553718,13.478988304093566,1.7448509999999999,174.49402067463006,73.074428659649115,"G","G","G","|",".",".","."]
[1,1,16,{"$f":"INDEX(Assump!$C$30:$N$30,$A524)*INDEX(Assump!$C$56:$FN$56,($B524-1)*Hrs_in_dy+$C524)","v":0.64047833533817744},{"$f":"INDEX(ePrice!$F525:$K525,P_Off)*EPrice_Fac","v":147.412641988616},15.55141824553718,null,15.55141824553718,13.478988304093566,1.7448509999999999,164.61016185267999,73.074428659649115,"G","G","G","|",".",".","."]
[1,1,17,{"$f":"INDEX(Assump!$C$30:$N$30,$A525)*INDEX(Assump!$C$56:$FN$56,($B525-1)*Hrs_in_dy+$C525)","v":0.64047833533817744},{"$f":"INDEX(ePrice!$F526:$K526,P_Off)*EPrice_Fac","v":141.22046124045056},15.55141824553718,null,15.55141824553718,13.478988304093566,1.7448509999999999,158.35543382423003,73.074428659649115,"G","G","G","|",".",".","."]
[1,1,18,{"$f":"INDEX(Assump!$C$30:$N$30,$A526)*INDEX(Assump!$C$56:$FN$56,($B526-1)*Hrs_in_dy+$C526)","v":0.64047833533817744},{"$f":"INDEX(ePrice!$F527:$K527,P_Off)*EPrice_Fac","v":135.96554296678048},15.55141824553718,null,15.55141824553718,13.478988304093566,1.7448509999999999,153.04743556799764,73.074428659649115,"G","G","G","|",".",".","."]
[1,1,19,{"$f":"INDEX(Assump!$C$30:$N$30,$A527)*INDEX(Assump!$C$56:$FN$56,($B527-1)*Hrs_in_dy+$C527)","v":0.64047833533817744},{"$f":"INDEX(ePrice!$F528:$K528,P_Off)*EPrice_Fac","v":116.73916540663414},15.55141824553718,null,15.55141824553718,13.478988304093566,1.7448509999999999,133.62685217391044,73.074428659649115,"G","G","G","|",".",".","."]
[1,1,20,{"$f":"INDEX(Assump!$C$30:$N$30,$A528)*INDEX(Assump!$C$56:$FN$56,($B528-1)*Hrs_in_dy+$C528)","v":0.64047833533817744},{"$f":"INDEX(ePrice!$F529:$K529,P_Off)*EPrice_Fac","v":129.83584638358141},15.55141824553718,null,15.55141824553718,13.478988304093566,1.7448509999999999,146.85582285769556,73.074428659649115,"G","G","G","|",".",".","."]
[1,1,21,{"$f":"INDEX(Assump!$C$30:$N$30,$A529)*INDEX(Assump!$C$56:$FN$56,($B529-1)*Hrs_in_dy+$C529)","v":0.64047833533817744},{"$f":"INDEX(ePrice!$F530:$K530,P_Off)*EPrice_Fac","v":135.72810313990828},15.55141824553718,null,15.55141824553718,13.478988304093566,1.7448509999999999,152.80759735903581,73.074428659649115,"G","G","G","|",".",".","."]
[1,1,22,{"$f":"INDEX(Assump!$C$30:$N$30,$A530)*INDEX(Assump!$C$56:$FN$56,($B530-1)*Hrs_in_dy+$C530)","v":0.64047833533817744},{"$f":"INDEX(ePrice!$F531:$K531,P_Off)*EPrice_Fac","v":141.78281872514773},15.55141824553718,null,15.55141824553718,13.478988304093566,1.7448509999999999,158.92347168756052,73.074428659649115,"G","G","G","|",".",".","."]
[1,1,23,{"$f":"INDEX(Assump!$C$30:$N$30,$A531)*INDEX(Assump!$C$56:$FN$56,($B531-1)*Hrs_in_dy+$C531)","v":0.64047833533817744},{"$f":"INDEX(ePrice!$F532:$K532,P_Off)*EPrice_Fac","v":132.11026998835655},15.55141824553718,null,15.55141824553718,13.478988304093566,1.7448509999999999,149.15322043827649,73.074428659649115,"G","G","G","|",".",".","."]
[1,1,24,{"$f":"INDEX(Assump!$C$30:$N$30,$A532)*INDEX(Assump!$C$56:$FN$56,($B532-1)*Hrs_in_dy+$C532)","v":0.64047833533817744},{"$f":"INDEX(ePrice!$F533:$K533,P_Off)*EPrice_Fac","v":127.12403362404172},15.55141824553718,null,15.55141824553718,13.478988304093566,1.7448509999999999,144.11661805007969,73.074428659649115,"G","G","G","|",".",".","."]
[1,2,1,{"$f":"INDEX(Assump!$C$30:$N$30,$A533)*INDEX(Assump!$C$56:$FN$56,($B533-1)*Hrs_in_dy+$C533)","v":0.64047833533817744},{"$f":"INDEX(ePrice!$F534:$K534,P_Off)*EPrice_Fac","v":138.9085471366956},15.55141824553718,null,15.55141824553718,13.478988304093566,1.7448509999999999,156.0201670527604,73.074428659649115,"G","G","G","|",15.371480048116251,15.371480048116251,15.371480048116251]
[1,2,2,{"$f":"INDEX(Assump!$C$30:$N$30,$A534)*INDEX(Assump!$C$56:$FN$56,($B534-1)*Hrs_in_dy+$C534)","v":0.64047833533817744},{"$f":"INDEX(ePrice!$F535:$K535,P_Off)*EPrice_Fac","v":130.23574503936604},15.55141824553718,null,15.55141824553718,13.478988304093566,1.7448509999999999,147.25976089384164,73.074428659649115,"G","G","G","|",".",".","."]
[1,2,3,{"$f":"INDEX(Assump!$C$30:$N$30,$A535)*INDEX(Assump!$C$56:$FN$56,($B535-1)*Hrs_in_dy+$C535)","v":0.64047833533817744},{"$f":"INDEX(ePrice!$F536:$K536,P_Off)*EPrice_Fac","v":126.82410963220326},15.55141824553718,null,15.55141824553718,13.478988304093566,1.7448509999999999,143.81366452297013,73.074428659649115,"G","G","G","|",".",".","."]
[1,2,4,{"$f":"INDEX(Assump!$C$30:$N$30,$A536)*INDEX(Assump!$C$56:$FN$56,($B536-1)*Hrs_in_dy+$C536)","v":0.64047833533817744},{"$f":"INDEX(ePrice!$F537:$K537,P_Off)*EPrice_Fac","v":123.5624362209597},15.55141824553718,null,15.55141824553718,13.478988304093566,1.7448509999999999,140.51904491565344,73.074428659649115,"G","G","G","|",".",".","."]
[1,2,5,{"$f":"INDEX(Assump!$C$30:$N$30,$A537)*INDEX(Assump!$C$56:$FN$56,($B537-1)*Hrs_in_dy+$C537)","v":0.64047833533817744},{"$f":"INDEX(ePrice!$F538:$K538,P_Off)*EPrice_Fac","v":123.44996472402026},15.55141824553718,null,15.55141824553718,13.478988304093566,1.7448509999999999,140.40543734298734,73.074428659649115,"G","G","G","|",".",".","."]
[1,2,6,{"$f":"INDEX(Assump!$C$30:$N$30,$A538)*INDEX(Assump!$C$56:$FN$56,($B538-1)*Hrs_in_dy+$C538)","v":0.64047833533817744},{"$f":"INDEX(ePrice!$F539:$K539,P_Off)*EPrice_Fac","v":129.02355223901881},15.55141824553718,null,15.55141824553718,13.478988304093566,1.7448509999999999,146.03532372177372,73.074428659649115,"G","G","G","|",".",".","."]
[1,2,7,{"$f":"INDEX(Assump!$C$30:$N$30,$A539)*INDEX(Assump!$C$56:$FN$56,($B539-1)*Hrs_in_dy+$C539)","v":0.64047833533817744},{"$f":"INDEX(ePrice!$F540:$K540,P_Off)*EPrice_Fac","v":137.12774843515456},15.55141824553718,null,15.55141824553718,13.478988304093566,1.7448509999999999,154.2213804855472,73.074428659649115,"G","G","G","|",".",".","."]
[1,2,8,{"$f":"INDEX(Assump!$C$30:$N$30,$A540)*INDEX(Assump!$C$56:$FN$56,($B540-1)*Hrs_in_dy+$C540)","v":0.64047833533817744},{"$f":"INDEX(ePrice!$F541:$K541,P_Off)*EPrice_Fac","v":127.89883726962449},15.55141824553718,null,15.55141824553718,13.478988304093566,1.7448509999999999,144.8992479951128,73.074428659649115,"G","G","G","|",".",".","."]
[1,2,9,{"$f":"INDEX(Assump!$C$30:$N$30,$A541)*INDEX(Assump!$C$56:$FN$56,($B541-1)*Hrs_in_dy+$C541)","v":0.64047833533817744},{"$f":"INDEX(ePrice!$F542:$K542,P_Off)*EPrice_Fac","v":140.00826844010336},15.55141824553718,null,15.55141824553718,13.478988304093566,1.7448509999999999,157.13099665216217,73.074428659649115,"G","G","G","|",".",".","."]
[1,2,10,{"$f":"INDEX(Assump!$C$30:$N$30,$A542)*INDEX(Assump!$C$56:$FN$56,($B542-1)*Hrs_in_dy+$C542)","v":0.64047833533817744},{"$f":"INDEX(ePrice!$F543:$K543,P_Off)*EPrice_Fac","v":146.85653292041548},15.55141824553718,null,15.55141824553718,13.478988304093566,1.7448509999999999,164.04843552116429,73.074428659649115,"G","G","G","|",".",".","."]
[1,2,11,{"$f":"INDEX(Assump!$C$30:$N$30,$A543)*INDEX(Assump!$C$56:$FN$56,($B543-1)*Hrs_in_dy+$C543)","v":0.64047833533817744},{"$f":"INDEX(ePrice!$F544:$K544,P_Off)*EPrice_Fac","v":145.30067721275336},15.55141824553718,null,15.55141824553718,13.478988304093566,1.7448509999999999,162.47686409928338,73.074428659649115,"G","G","G","|",".",".","."]
[1,2,12,{"$f":"INDEX(Assump!$C$30:$N$30,$A544)*INDEX(Assump!$C$56:$FN$56,($B544-1)*Hrs_in_dy+$C544)","v":0.64047833533817744},{"$f":"INDEX(ePrice!$F545:$K545,P_Off)*EPrice_Fac","v":148.93100719729833},15.55141824553718,null,15.55141824553718,13.478988304093566,1.7448509999999999,166.14386408367224,73.074428659649115,"G","G","G","|",".",".","."]
[1,2,13,{"$f":"INDEX(Assump!$C$30:$N$30,$A545)*INDEX(Assump!$C$56:$FN$56,($B545-1)*Hrs_in_dy+$C545)","v":0.64047833533817744},{"$f":"INDEX(ePrice!$F546:$K546,P_Off)*EPrice_Fac","v":143.35117126580317},15.55141824553718,null,15.55141824553718,13.478988304093566,1.7448509999999999,160.50766617307107,73.074428659649115,"G","G","G","|",".",".","."]
[1,2,14,{"$f":"INDEX(Assump!$C$30:$N$30,$A546)*INDEX(Assump!$C$56:$FN$56,($B546-1)*Hrs_in_dy+$C546)","v":0.64047833533817744},{"$f":"INDEX(ePrice!$F547:$K547,P_Off)*EPrice_Fac","v":156.99146447795766},15.55141824553718,null,15.55141824553718,13.478988304093566,1.7448509999999999,174.28574012474226,73.074428659649115,"G","G","G","|",".",".","."]
[1,2,15,{"$f":"INDEX(Assump!$C$30:$N$30,$A547)*INDEX(Assump!$C$56:$FN$56,($B547-1)*Hrs_in_dy+$C547)","v":0.64047833533817744},{"$f":"INDEX(ePrice!$F548:$K548,P_Off)*EPrice_Fac","v":186.59646183901489},15.55141824553718,null,15.55141824553718,13.478988304093566,1.7448509999999999,204.18977786318391,73.074428659649115,"G","G","G","|",".",".","."]
[1,2,16,{"$f":"INDEX(Assump!$C$30:$N$30,$A548)*INDEX(Assump!$C$56:$FN$56,($B548-1)*Hrs_in_dy+$C548)","v":0.64047833533817744},{"$f":"INDEX(ePrice!$F549:$K549,P_Off)*EPrice_Fac","v":189.80189950178871},15.55141824553718,null,15.55141824553718,13.478988304093566,1.7448509999999999,207.42759368416756,73.074428659649115,"G","G","G","|",".",".","."]
[1,2,17,{"$f":"INDEX(Assump!$C$30:$N$30,$A549)*INDEX(Assump!$C$56:$FN$56,($B549-1)*Hrs_in_dy+$C549)","v":0.64047833533817744},{"$f":"INDEX(ePrice!$F550:$K550,P_Off)*EPrice_Fac","v":150.82427739577878},15.55141824553718,null,15.55141824553718,13.478988304093566,1.7448509999999999,168.05625822355148,73.074428659649115,"G","G","G","|",".",".","."]
[1,2,18,{"$f":"INDEX(Assump!$C$30:$N$30,$A550)*INDEX(Assump!$C$56:$FN$56,($B550-1)*Hrs_in_dy+$C550)","v":0.64047833533817744},{"$f":"INDEX(ePrice!$F551:$K551,P_Off)*EPrice_Fac","v":147.13771166276408},15.55141824553718,null,15.55141824553718,13.478988304093566,1.7448509999999999,164.33245445282955,73.074428659649115,"G","G","G","|",".",".","."]
[1,2,19,{"$f":"INDEX(Assump!$C$30:$N$30,$A551)*INDEX(Assump!$C$56:$FN$56,($B551-1)*Hrs_in_dy+$C551)","v":0.64047833533817744},{"$f":"INDEX(ePrice!$F552:$K552,P_Off)*EPrice_Fac","v":138.57738106237392},15.55141824553718,null,15.55141824553718,13.478988304093566,1.7448509999999999,155.68565586657687,73.074428659649115,"G","G","G","|",".",".","."]
[1,2,20,{"$f":"INDEX(Assump!$C$30:$N$30,$A552)*INDEX(Assump!$C$56:$FN$56,($B552-1)*Hrs_in_dy+$C552)","v":0.64047833533817744},{"$f":"INDEX(ePrice!$F553:$K553,P_Off)*EPrice_Fac","v":131.86033332849115},15.55141824553718,null,15.55141824553718,13.478988304093566,1.7448509999999999,148.90075916568517,73.074428659649115,"G","G","G","|",".",".","."]
[1,2,21,{"$f":"INDEX(Assump!$C$30:$N$30,$A553)*INDEX(Assump!$C$56:$FN$56,($B553-1)*Hrs_in_dy+$C553)","v":0.64047833533817744},{"$f":"INDEX(ePrice!$F554:$K554,P_Off)*EPrice_Fac","v":112.60896210235832},15.55141824553718,null,15.55141824553718,13.478988304093566,1.7448509999999999,129.4549296443389,73.074428659649115,"G","G","G","|",".",".","."]
[1,2,22,{"$f":"INDEX(Assump!$C$30:$N$30,$A554)*INDEX(Assump!$C$56:$FN$56,($B554-1)*Hrs_in_dy+$C554)","v":0.64047833533817744},{"$f":"INDEX(ePrice!$F555:$K555,P_Off)*EPrice_Fac","v":136.12175337919629},15.55141824553718,null,15.55141824553718,13.478988304093566,1.7448509999999999,153.20522386336714,73.074428659649115,"G","G","G","|",".",".","."]
[1,2,23,{"$f":"INDEX(Assump!$C$30:$N$30,$A555)*INDEX(Assump!$C$56:$FN$56,($B555-1)*Hrs_in_dy+$C555)","v":0.64047833533817744},{"$f":"INDEX(ePrice!$F556:$K556,P_Off)*EPrice_Fac","v":124.99332359868916},15.55141824553718,null,15.55141824553718,13.478988304093566,1.7448509999999999,141.96438570123871,73.074428659649115,"G","G","G","|",".",".","."]
[1,2,24,{"$f":"INDEX(Assump!$C$30:$N$30,$A556)*INDEX(Assump!$C$56:$FN$56,($B556-1)*Hrs_in_dy+$C556)","v":0.64047833533817744},{"$f":"INDEX(ePrice!$F557:$K557,P_Off)*EPrice_Fac","v":129.17351423493807},15.55141824553718,null,15.55141824553718,13.478988304093566,1.7448509999999999,146.18680048532855,73.074428659649115,"G","G","G","|",".",".","."]
[2,3,1,{"$f":"INDEX(Assump!$C$30:$N$30,$A557)*INDEX(Assump!$C$56:$FN$56,($B557-1)*Hrs_in_dy+$C557)","v":0.53734554141293522},{"$f":"INDEX(ePrice!$F558:$K558,P_Off)*EPrice_Fac","v":128.39871058935529},15.55141824553718,null,15.55141824553718,13.478988304093566,1.7448509999999999,145.40417054029541,73.074428659649115,"G","G","G","|",12.896292993910452,12.896292993910452,12.896292993910452]
[2,3,2,{"$f":"INDEX(Assump!$C$30:$N$30,$A558)*INDEX(Assump!$C$56:$FN$56,($B558-1)*Hrs_in_dy+$C558)","v":0.53734554141293522},{"$f":"INDEX(ePrice!$F559:$K559,P_Off)*EPrice_Fac","v":127.09903995805519},15.55141824553718,null,15.55141824553718,13.478988304093566,1.7448509999999999,144.09137192282057,73.074428659649115,"G","G","G","|",".",".","."]
[2,3,3,{"$f":"INDEX(Assump!$C$30:$N$30,$A559)*INDEX(Assump!$C$56:$FN$56,($B559-1)*Hrs_in_dy+$C559)","v":0.53734554141293522},{"$f":"INDEX(ePrice!$F560:$K560,P_Off)*EPrice_Fac","v":123.34374164357746},15.55141824553718,null,15.55141824553718,13.478988304093566,1.7448509999999999,140.298141302136,73.074428659649115,"G","G","G","|",".",".","."]
[2,3,4,{"$f":"INDEX(Assump!$C$30:$N$30,$A560)*INDEX(Assump!$C$56:$FN$56,($B560-1)*Hrs_in_dy+$C560)","v":0.53734554141293522},{"$f":"INDEX(ePrice!$F561:$K561,P_Off)*EPrice_Fac","v":116.75166223962741},15.55141824553718,null,15.55141824553718,13.478988304093566,1.7448509999999999,133.63947523754001,73.074428659649115,"G","G","G","|",".",".","."]
[2,3,5,{"$f":"INDEX(Assump!$C$30:$N$30,$A561)*INDEX(Assump!$C$56:$FN$56,($B561-1)*Hrs_in_dy+$C561)","v":0.53734554141293522},{"$f":"INDEX(ePrice!$F562:$K562,P_Off)*EPrice_Fac","v":122.89385565581975},15.55141824553718,null,15.55141824553718,13.478988304093566,1.7448509999999999,139.84371101147164,73.074428659649115,"G","G","G","|",".",".","."]
[2,3,6,{"$f":"INDEX(Assump!$C$30:$N$30,$A562)*INDEX(Assump!$C$56:$FN$56,($B562-1)*Hrs_in_dy+$C562)","v":0.53734554141293522},{"$f":"INDEX(ePrice!$F563:$K563,P_Off)*EPrice_Fac","v":130.81684777355309},15.55141824553718,null,15.55141824553718,13.478988304093566,1.7448509999999999,147.84673335261644,73.074428659649115,"G","G","G","|",".",".","."]
[2,3,7,{"$f":"INDEX(Assump!$C$30:$N$30,$A563)*INDEX(Assump!$C$56:$FN$56,($B563-1)*Hrs_in_dy+$C563)","v":0.53734554141293522},{"$f":"INDEX(ePrice!$F564:$K564,P_Off)*EPrice_Fac","v":129.43594772779673},15.55141824553718,null,15.55141824553718,13.478988304093566,1.7448509999999999,146.45188482154941,73.074428659649115,"G","G","G","|",".",".","."]
[2,3,8,{"$f":"INDEX(Assump!$C$30:$N$30,$A564)*INDEX(Assump!$C$56:$FN$56,($B564-1)*Hrs_in_dy+$C564)","v":0.53734554141293522},{"$f":"INDEX(ePrice!$F565:$K565,P_Off)*EPrice_Fac","v":129.03604907201208},15.55141824553718,null,15.55141824553718,13.478988304093566,1.7448509999999999,146.0479467854033,73.074428659649115,"G","G","G","|",".",".","."]
[2,3,9,{"$f":"INDEX(Assump!$C$30:$N$30,$A565)*INDEX(Assump!$C$56:$FN$56,($B565-1)*Hrs_in_dy+$C565)","v":0.53734554141293522},{"$f":"INDEX(ePrice!$F566:$K566,P_Off)*EPrice_Fac","v":133.40369220316003},15.55141824553718,null,15.55141824553718,13.478988304093566,1.7448509999999999,150.45970752393657,73.074428659649115,"G","G","G","|",".",".","."]
[2,3,10,{"$f":"INDEX(Assump!$C$30:$N$30,$A566)*INDEX(Assump!$C$56:$FN$56,($B566-1)*Hrs_in_dy+$C566)","v":0.53734554141293522},{"$f":"INDEX(ePrice!$F567:$K567,P_Off)*EPrice_Fac","v":143.54487217719887},15.55141824553718,null,15.55141824553718,13.478988304093566,1.7448509999999999,160.70332365932933,73.074428659649115,"G","G","G","|",".",".","."]
[2,3,11,{"$f":"INDEX(Assump!$C$30:$N$30,$A567)*INDEX(Assump!$C$56:$FN$56,($B567-1)*Hrs_in_dy+$C567)","v":0.53734554141293522},{"$f":"INDEX(ePrice!$F568:$K568,P_Off)*EPrice_Fac","v":143.70108258961474},15.55141824553718,null,15.55141824553718,13.478988304093566,1.7448509999999999,160.86111195469891,73.074428659649115,"G","G","G","|",".",".","."]
[2,3,12,{"$f":"INDEX(Assump!$C$30:$N$30,$A568)*INDEX(Assump!$C$56:$FN$56,($B568-1)*Hrs_in_dy+$C568)","v":0.53734554141293522},{"$f":"INDEX(ePrice!$F569:$K569,P_Off)*EPrice_Fac","v":144.71332606206963},15.55141824553718,null,15.55141824553718,13.478988304093566,1.7448509999999999,161.88358010869374,73.074428659649115,"G","G","G","|",".",".","."]
[2,3,13,{"$f":"INDEX(Assump!$C$30:$N$30,$A569)*INDEX(Assump!$C$56:$FN$56,($B569-1)*Hrs_in_dy+$C569)","v":0.53734554141293522},{"$f":"INDEX(ePrice!$F570:$K570,P_Off)*EPrice_Fac","v":148.95600086328486},15.55141824553718,null,15.55141824553718,13.478988304093566,1.7448509999999999,166.16911021093134,73.074428659649115,"G","G","G","|",".",".","."]
[2,3,14,{"$f":"INDEX(Assump!$C$30:$N$30,$A570)*INDEX(Assump!$C$56:$FN$56,($B570-1)*Hrs_in_dy+$C570)","v":0.53734554141293522},{"$f":"INDEX(ePrice!$F571:$K571,P_Off)*EPrice_Fac","v":154.56707887726321},15.55141824553718,null,15.55141824553718,13.478988304093566,1.7448509999999999,171.83686578060644,73.074428659649115,"G","G","G","|",".",".","."]
[2,3,15,{"$f":"INDEX(Assump!$C$30:$N$30,$A571)*INDEX(Assump!$C$56:$FN$56,($B571-1)*Hrs_in_dy+$C571)","v":0.53734554141293522},{"$f":"INDEX(ePrice!$F572:$K572,P_Off)*EPrice_Fac","v":157.92247853595629},15.55141824553718,null,15.55141824553718,13.478988304093566,1.7448509999999999,175.22615836514493,73.074428659649115,"G","G","G","|",".",".","."]
[2,3,16,{"$f":"INDEX(Assump!$C$30:$N$30,$A572)*INDEX(Assump!$C$56:$FN$56,($B572-1)*Hrs_in_dy+$C572)","v":0.53734554141293522},{"$f":"INDEX(ePrice!$F573:$K573,P_Off)*EPrice_Fac","v":158.72227584752557},15.55141824553718,null,15.55141824553718,13.478988304093566,1.7448509999999999,176.03403443743713,73.074428659649115,"G","G","G","|",".",".","."]
[2,3,17,{"$f":"INDEX(Assump!$C$30:$N$30,$A573)*INDEX(Assump!$C$56:$FN$56,($B573-1)*Hrs_in_dy+$C573)","v":0.53734554141293522},{"$f":"INDEX(ePrice!$F574:$K574,P_Off)*EPrice_Fac","v":155.23565944240318},15.55141824553718,null,15.55141824553718,13.478988304093566,1.7448509999999999,172.51219968478824,73.074428659649115,"G","G","G","|",".",".","."]
[2,3,18,{"$f":"INDEX(Assump!$C$30:$N$30,$A574)*INDEX(Assump!$C$56:$FN$56,($B574-1)*Hrs_in_dy+$C574)","v":0.53734554141293522},{"$f":"INDEX(ePrice!$F575:$K575,P_Off)*EPrice_Fac","v":147.36265465664292},15.55141824553718,null,15.55141824553718,13.478988304093566,1.7448509999999999,164.55966959816172,73.074428659649115,"G","G","G","|",".",".","."]
[2,3,19,{"$f":"INDEX(Assump!$C$30:$N$30,$A575)*INDEX(Assump!$C$56:$FN$56,($B575-1)*Hrs_in_dy+$C575)","v":0.53734554141293522},{"$f":"INDEX(ePrice!$F576:$K576,P_Off)*EPrice_Fac","v":140.04575893908319},15.55141824553718,null,15.55141824553718,13.478988304093566,1.7448509999999999,157.16886584305087,73.074428659649115,"G","G","G","|",".",".","."]
[2,3,20,{"$f":"INDEX(Assump!$C$30:$N$30,$A576)*INDEX(Assump!$C$56:$FN$56,($B576-1)*Hrs_in_dy+$C576)","v":0.53734554141293522},{"$f":"INDEX(ePrice!$F577:$K577,P_Off)*EPrice_Fac","v":132.48517497815467},15.55141824553718,null,15.55141824553718,13.478988304093566,1.7448509999999999,149.53191234716348,73.074428659649115,"G","G","G","|",".",".","."]
[2,3,21,{"$f":"INDEX(Assump!$C$30:$N$30,$A577)*INDEX(Assump!$C$56:$FN$56,($B577-1)*Hrs_in_dy+$C577)","v":0.53734554141293522},{"$f":"INDEX(ePrice!$F578:$K578,P_Off)*EPrice_Fac","v":123.60617513643616},15.55141824553718,null,15.55141824553718,13.478988304093566,1.7448509999999999,140.56322563835693,73.074428659649115,"G","G","G","|",".",".","."]
[2,3,22,{"$f":"INDEX(Assump!$C$30:$N$30,$A578)*INDEX(Assump!$C$56:$FN$56,($B578-1)*Hrs_in_dy+$C578)","v":0.53734554141293522},{"$f":"INDEX(ePrice!$F579:$K579,P_Off)*EPrice_Fac","v":140.52688700932407},15.55141824553718,null,15.55141824553718,13.478988304093566,1.7448509999999999,157.65485379278914,73.074428659649115,"G","G","G","|",".",".","."]
[2,3,23,{"$f":"INDEX(Assump!$C$30:$N$30,$A579)*INDEX(Assump!$C$56:$FN$56,($B579-1)*Hrs_in_dy+$C579)","v":0.53734554141293522},{"$f":"INDEX(ePrice!$F580:$K580,P_Off)*EPrice_Fac","v":142.5388771212406},15.55141824553718,null,15.55141824553718,13.478988304093566,1.7448509999999999,159.68716703714927,73.074428659649115,"G","G","G","|",".",".","."]
[2,3,24,{"$f":"INDEX(Assump!$C$30:$N$30,$A580)*INDEX(Assump!$C$56:$FN$56,($B580-1)*Hrs_in_dy+$C580)","v":0.53734554141293522},{"$f":"INDEX(ePrice!$F581:$K581,P_Off)*EPrice_Fac","v":132.37270348121524},15.55141824553718,null,15.55141824553718,13.478988304093566,1.7448509999999999,149.41830477449739,73.074428659649115,"G","G","G","|",".",".","."]
[2,4,1,{"$f":"INDEX(Assump!$C$30:$N$30,$A581)*INDEX(Assump!$C$56:$FN$56,($B581-1)*Hrs_in_dy+$C581)","v":0.53734554141293522},{"$f":"INDEX(ePrice!$F582:$K582,P_Off)*EPrice_Fac","v":121.75039543693551},{"$f":"Nwk_Elec_Var","v":15.55141824553718},null,15.55141824553718,{"$f":"IF(Other_fuel=\"Gas\",\nCHOOSE(Gas_price_option,Other_fuel_price_wholesale_flex,Gas_elec_m*$E581+Gas_elec_c),\nOther_fuel_price_wholesale_flex)","v":13.478988304093566},{"$f":"IF(Other_fuel=\"Gas\",Nwk_Gas_Var,0)","v":1.7448509999999999},138.68870068936636,73.074428659649115,{"$f":"IF(K581<L581,ID_E,ID_O)","v":"G"},{"$f":"IF($C581=1,IF(SUM($D581:$D604)=0,\".\",IF(SUMPRODUCT($K581:$K604,$D581:$D604)<SUMPRODUCT($L581:$L604,$D581:$D604),ID_E,ID_O)),N580)","v":"G"},{"$f":"IF(SUM($B581:$C581)=2,IF(SUMPRODUCT($K581:$K748,$D581:$D748)<SUMPRODUCT($L581:$L748,$D581:$D748),ID_E,ID_O),O580)","v":"G"},"|",{"$f":"IF($C581=1,SUMIFS($D581:$D604,M581:M604,ID_O),\".\")","v":12.896292993910452},{"$f":"IF($C581=1,SUMIFS($D581:$D604,N581:N604,ID_O),\".\")","v":12.896292993910452},{"$f":"IF($C581=1,SUMIFS($D581:$D604,O581:O604,ID_O),\".\")","v":12.896292993910452}]
[2,4,2,{"$f":"INDEX(Assump!$C$30:$N$30,$A582)*INDEX(Assump!$C$56:$FN$56,($B582-1)*Hrs_in_dy+$C582)","v":0.53734554141293522},{"$f":"INDEX(ePrice!$F583:$K583,P_Off)*EPrice_Fac","v":121.83787326788841},15.55141824553718,null,{"$f":"SUM($F582:$G582)","v":15.55141824553718},13.478988304093566,1.7448509999999999,{"$f":"SUM(E582,H582)/COP_Elec","v":138.77706213477333},{"$f":"SUM(I582:J582)*GJ_MWh/COP_Other","v":73.074428659649115},"G","G","G","|",".",".","."]
[2,4,3,{"$f":"INDEX(Assump!$C$30:$N$30,$A583)*INDEX(Assump!$C$56:$FN$56,($B583-1)*Hrs_in_dy+$C583)","v":0.53734554141293522},{"$f":"INDEX(ePrice!$F584:$K584,P_Off)*EPrice_Fac","v":114.12732731104064},15.55141824553718,null,15.55141824553718,13.478988304093566,1.7448509999999999,130.98863187533115,73.074428659649115,"G","G","G","|",".",".","."]
[2,4,4,{"$f":"INDEX(Assump!$C$30:$N$30,$A584)*INDEX(Assump!$C$56:$FN$56,($B584-1)*Hrs_in_dy+$C584)","v":0.53734554141293522},{"$f":"INDEX(ePrice!$F585:$K585,P_Off)*EPrice_Fac","v":113.73367707175265},15.55141824553718,null,15.55141824553718,13.478988304093566,1.7448509999999999,130.59100537099982,73.074428659649115,"G","G","G","|",".",".","."]
[2,4,5,{"$f":"INDEX(Assump!$C$30:$N$30,$A585)*INDEX(Assump!$C$56:$FN$56,($B585-1)*Hrs_in_dy+$C585)","v":0.53734554141293522},{"$f":"INDEX(ePrice!$F586:$K586,P_Off)*EPrice_Fac","v":106.21058360980395},15.55141824553718,null,15.55141824553718,13.478988304093566,1.7448509999999999,122.99192106600114,73.074428659649115,"G","G","G","|",".",".","."]
[2,4,6,{"$f":"INDEX(Assump!$C$30:$N$30,$A586)*INDEX(Assump!$C$56:$FN$56,($B586-1)*Hrs_in_dy+$C586)","v":0.53734554141293522},{"$f":"INDEX(ePrice!$F587:$K587,P_Off)*EPrice_Fac","v":125.13078876161512},15.55141824553718,null,15.55141824553718,13.478988304093566,1.7448509999999999,142.10323940116393,73.074428659649115,"G","G","G","|",".",".","."]
[2,4,7,{"$f":"INDEX(Assump!$C$30:$N$30,$A587)*INDEX(Assump!$C$56:$FN$56,($B587-1)*Hrs_in_dy+$C587)","v":0.53734554141293522},{"$f":"INDEX(ePrice!$F588:$K588,P_Off)*EPrice_Fac","v":124.38722719851553},15.55141824553718,null,15.55141824553718,13.478988304093566,1.7448509999999999,141.35216711520476,73.074428659649115,"G","G","G","|",".",".","."]
[2,4,8,{"$f":"INDEX(Assump!$C$30:$N$30,$A588)*INDEX(Assump!$C$56:$FN$56,($B588-1)*Hrs_in_dy+$C588)","v":0.53734554141293522},{"$f":"INDEX(ePrice!$F589:$K589,P_Off)*EPrice_Fac","v":116.74541382313078},15.55141824553718,null,15.55141824553718,13.478988304093566,1.7448509999999999,133.6331637057252,73.074428659649115,"G","G","G","|",".",".","."]
[2,4,9,{"$f":"INDEX(Assump!$C$30:$N$30,$A589)*INDEX(Assump!$C$56:$FN$56,($B589-1)*Hrs_in_dy+$C589)","v":0.53734554141293522},{"$f":"INDEX(ePrice!$F590:$K590,P_Off)*EPrice_Fac","v":131.91656907696088},15.55141824553718,null,15.55141824553718,13.478988304093566,1.7448509999999999,148.95756295201824,73.074428659649115,"G","G","G","|",".",".","."]
[2,4,10,{"$f":"INDEX(Assump!$C$30:$N$30,$A590)*INDEX(Assump!$C$56:$FN$56,($B590-1)*Hrs_in_dy+$C590)","v":0.53734554141293522},{"$f":"INDEX(ePrice!$F591:$K591,P_Off)*EPrice_Fac","v":137.52764709093921},15.55141824553718,null,15.55141824553718,13.478988304093566,1.7448509999999999,154.62531852169332,73.074428659649115,"G","G","G","|",".",".","."]
[2,4,11,{"$f":"INDEX(Assump!$C$30:$N$30,$A591)*INDEX(Assump!$C$56:$FN$56,($B591-1)*Hrs_in_dy+$C591)","v":0.53734554141293522},{"$f":"INDEX(ePrice!$F592:$K592,P_Off)*EPrice_Fac","v":147.75005647943428},15.55141824553718,null,15.55141824553718,13.478988304093566,1.7448509999999999,164.95098457067823,73.074428659649115,"G","G","G","|",".",".","."]
[2,4,12,{"$f":"INDEX(Assump!$C$30:$N$30,$A592)*INDEX(Assump!$C$56:$FN$56,($B592-1)*Hrs_in_dy+$C592)","v":0.53734554141293522},{"$f":"INDEX(ePrice!$F593:$K593,P_Off)*EPrice_Fac","v":151.83652086823369},15.55141824553718,null,15.55141824553718,13.478988304093566,1.7448509999999999,169.07872637754633,73.074428659649115,"G","G","G","|",".",".","."]
[2,4,13,{"$f":"INDEX(Assump!$C$30:$N$30,$A593)*INDEX(Assump!$C$56:$FN$56,($B593-1)*Hrs_in_dy+$C593)","v":0.53734554141293522},{"$f":"INDEX(ePrice!$F594:$K594,P_Off)*EPrice_Fac","v":161.34036235961571},15.55141824553718,null,15.55141824553718,13.478988304093566,1.7448509999999999,178.6785662678312,73.074428659649115,"G","G","G","|",".",".","."]
[2,4,14,{"$f":"INDEX(Assump!$C$30:$N$30,$A594)*INDEX(Assump!$C$56:$FN$56,($B594-1)*Hrs_in_dy+$C594)","v":0.53734554141293522},{"$f":"INDEX(ePrice!$F595:$K595,P_Off)*EPrice_Fac","v":162.75250448785528},15.55141824553718,null,15.55141824553718,13.478988304093566,1.7448509999999999,180.10497245797217,73.074428659649115,"G","G","G","|",".",".","."]
[2,4,15,{"$f":"INDEX(Assump!$C$30:$N$30,$A595)*INDEX(Assump!$C$56:$FN$56,($B595-1)*Hrs_in_dy+$C595)","v":0.53734554141293522},{"$f":"INDEX(ePrice!$F596:$K596,P_Off)*EPrice_Fac","v":158.13492469684186},15.55141824553718,null,15.55141824553718,13.478988304093566,1.7448509999999999,175.44075044684752,73.074428659649115,"G","G","G","|",".",".","."]
[2,4,16,{"$f":"INDEX(Assump!$C$30:$N$30,$A596)*INDEX(Assump!$C$56:$FN$56,($B596-1)*Hrs_in_dy+$C596)","v":0.53734554141293522},{"$f":"INDEX(ePrice!$F597:$K597,P_Off)*EPrice_Fac","v":164.23337919755781},15.55141824553718,null,15.55141824553718,13.478988304093566,1.7448509999999999,181.60080549807574,73.074428659649115,"G","G","G","|",".",".","."]
[2,4,17,{"$f":"INDEX(Assump!$C$30:$N$30,$A597)*INDEX(Assump!$C$56:$FN$56,($B597-1)*Hrs_in_dy+$C597)","v":0.53734554141293522},{"$f":"INDEX(ePrice!$F598:$K598,P_Off)*EPrice_Fac","v":154.39212321535743},15.55141824553718,null,15.55141824553718,13.478988304093566,1.7448509999999999,171.66014288979252,73.074428659649115,"G","G","G","|",".",".","."]
[2,4,18,{"$f":"INDEX(Assump!$C$30:$N$30,$A598)*INDEX(Assump!$C$56:$FN$56,($B598-1)*Hrs_in_dy+$C598)","v":0.53734554141293522},{"$f":"INDEX(ePrice!$F599:$K599,P_Off)*EPrice_Fac","v":150.53685023693356},15.55141824553718,null,15.55141824553718,13.478988304093566,1.7448509999999999,167.76592776007146,73.074428659649115,"G","G","G","|",".",".","."]
[2,4,19,{"$f":"INDEX(Assump!$C$30:$N$30,$A599)*INDEX(Assump!$C$56:$FN$56,($B599-1)*Hrs_in_dy+$C599)","v":0.53734554141293522},{"$f":"INDEX(ePrice!$F600:$K600,P_Off)*EPrice_Fac","v":146.95650758436162},15.55141824553718,null,15.55141824553718,13.478988304093566,1.7448509999999999,164.14942003020082,73.074428659649115,"G","G","G","|",".",".","."]
[2,4,20,{"$f":"INDEX(Assump!$C$30:$N$30,$A600)*INDEX(Assump!$C$56:$FN$56,($B600-1)*Hrs_in_dy+$C600)","v":0.53734554141293522},{"$f":"INDEX(ePrice!$F601:$K601,P_Off)*EPrice_Fac","v":142.92627894403196},15.55141824553718,null,15.55141824553718,13.478988304093566,1.7448509999999999,160.07848200966581,73.074428659649115,"G","G","G","|",".",".","."]
[2,4,21,{"$f":"INDEX(Assump!$C$30:$N$30,$A601)*INDEX(Assump!$C$56:$FN$56,($B601-1)*Hrs_in_dy+$C601)","v":0.53734554141293522},{"$f":"INDEX(ePrice!$F602:$K602,P_Off)*EPrice_Fac","v":133.17250079278455},15.55141824553718,null,15.55141824553718,13.478988304093566,1.7448509999999999,150.22618084678962,73.074428659649115,"G","G","G","|",".",".","."]
[2,4,22,{"$f":"INDEX(Assump!$C$30:$N$30,$A602)*INDEX(Assump!$C$56:$FN$56,($B602-1)*Hrs_in_dy+$C602)","v":0.53734554141293522},{"$f":"INDEX(ePrice!$F603:$K603,P_Off)*EPrice_Fac","v":137.11525160216129},15.55141824553718,null,15.55141824553718,13.478988304093566,1.7448509999999999,154.20875742191765,73.074428659649115,"G","G","G","|",".",".","."]
[2,4,23,{"$f":"INDEX(Assump!$C$30:$N$30,$A603)*INDEX(Assump!$C$56:$FN$56,($B603-1)*Hrs_in_dy+$C603)","v":0.53734554141293522},{"$f":"INDEX(ePrice!$F604:$K604,P_Off)*EPrice_Fac","v":127.03655579308885},15.55141824553718,null,15.55141824553718,13.478988304093566,1.7448509999999999,144.02825660467278,73.074428659649115,"G","G","G","|",".",".","."]
[2,4,24,{"$f":"INDEX(Assump!$C$30:$N$30,$A604)*INDEX(Assump!$C$56:$FN$56,($B604-1)*Hrs_in_dy+$C604)","v":0.53734554141293522},{"$f":"INDEX(ePrice!$F605:$K605,P_Off)*EPrice_Fac","v":103.77994959261287},15.55141824553718,null,15.55141824553718,13.478988304093566,1.7448509999999999,120.53673519005055,73.074428659649115,"G","G","G","|",".",".","."]
[2,5,1,{"$f":"INDEX(Assump!$C$30:$N$30,$A605)*INDEX(Assump!$C$56:$FN$56,($B605-1)*Hrs_in_dy+$C605)","v":0.53734554141293522},{"$f":"INDEX(ePrice!$F606:$K606,P_Off)*EPrice_Fac","v":116.77665590561395},15.55141824553718,null,15.55141824553718,13.478988304093566,1.7448509999999999,133.66472136479911,73.074428659649115,"G","G","G","|",12.896292993910452,12.896292993910452,12.896292993910452]
[2,5,2,{"$f":"INDEX(Assump!$C$30:$N$30,$A606)*INDEX(Assump!$C$56:$FN$56,($B606-1)*Hrs_in_dy+$C606)","v":0.53734554141293522},{"$f":"INDEX(ePrice!$F607:$K607,P_Off)*EPrice_Fac","v":116.97660523350626},15.55141824553718,null,15.55141824553718,13.478988304093566,1.7448509999999999,133.86669038287215,73.074428659649115,"G","G","G","|",".",".","."]
[2,5,3,{"$f":"INDEX(Assump!$C$30:$N$30,$A607)*INDEX(Assump!$C$56:$FN$56,($B607-1)*Hrs_in_dy+$C607)","v":0.53734554141293522},{"$f":"INDEX(ePrice!$F608:$K608,P_Off)*EPrice_Fac","v":116.88912740255337},15.55141824553718,null,15.55141824553718,13.478988304093566,1.7448509999999999,133.7783289374652,73.074428659649115,"G","G","G","|",".",".","."]
[2,5,4,{"$f":"INDEX(Assump!$C$30:$N$30,$A608)*INDEX(Assump!$C$56:$FN$56,($B608-1)*Hrs_in_dy+$C608)","v":0.53734554141293522},{"$f":"INDEX(ePrice!$F609:$K609,P_Off)*EPrice_Fac","v":107.13534925130594},15.55141824553718,null,15.55141824553718,13.478988304093566,1.7448509999999999,123.926027774589,73.074428659649115,"G","G","G","|",".",".","."]
[2,5,5,{"$f":"INDEX(Assump!$C$30:$N$30,$A609)*INDEX(Assump!$C$56:$FN$56,($B609-1)*Hrs_in_dy+$C609)","v":0.53734554141293522},{"$f":"INDEX(ePrice!$F610:$K610,P_Off)*EPrice_Fac","v":113.6337024078065},15.55141824553718,null,15.55141824553718,13.478988304093566,1.7448509999999999,130.49002086196333,73.074428659649115,"G","G","G","|",".",".","."]
[2,5,6,{"$f":"INDEX(Assump!$C$30:$N$30,$A610)*INDEX(Assump!$C$56:$FN$56,($B610-1)*Hrs_in_dy+$C610)","v":0.53734554141293522},{"$f":"INDEX(ePrice!$F611:$K611,P_Off)*EPrice_Fac","v":129.40470564531356},15.55141824553718,null,15.55141824553718,13.478988304093566,1.7448509999999999,146.4203271624755,73.074428659649115,"G","G","G","|",".",".","."]
[2,5,7,{"$f":"INDEX(Assump!$C$30:$N$30,$A611)*INDEX(Assump!$C$56:$FN$56,($B611-1)*Hrs_in_dy+$C611)","v":0.53734554141293522},{"$f":"INDEX(ePrice!$F612:$K612,P_Off)*EPrice_Fac","v":125.58692316586949},15.55141824553718,null,15.55141824553718,13.478988304093566,1.7448509999999999,142.56398122364311,73.074428659649115,"G","G","G","|",".",".","."]
[2,5,8,{"$f":"INDEX(Assump!$C$30:$N$30,$A612)*INDEX(Assump!$C$56:$FN$56,($B612-1)*Hrs_in_dy+$C612)","v":0.53734554141293522},{"$f":"INDEX(ePrice!$F613:$K613,P_Off)*EPrice_Fac","v":130.56691111368767},15.55141824553718,null,15.55141824553718,13.478988304093566,1.7448509999999999,147.59427208002509,73.074428659649115,"G","G","G","|",".",".","."]
[2,5,9,{"$f":"INDEX(Assump!$C$30:$N$30,$A613)*INDEX(Assump!$C$56:$FN$56,($B613-1)*Hrs_in_dy+$C613)","v":0.53734554141293522},{"$f":"INDEX(ePrice!$F614:$K614,P_Off)*EPrice_Fac","v":133.8223361084346},15.55141824553718,null,15.55141824553718,13.478988304093566,1.7448509999999999,150.88258015552705,73.074428659649115,"G","G","G","|",".",".","."]
[2,5,10,{"$f":"INDEX(Assump!$C$30:$N$30,$A614)*INDEX(Assump!$C$56:$FN$56,($B614-1)*Hrs_in_dy+$C614)","v":0.53734554141293522},{"$f":"INDEX(ePrice!$F615:$K615,P_Off)*EPrice_Fac","v":143.76356675458106},15.55141824553718,null,15.55141824553718,13.478988304093566,1.7448509999999999,160.92422727284671,73.074428659649115,"G","G","G","|",".",".","."]
[2,5,11,{"$f":"INDEX(Assump!$C$30:$N$30,$A615)*INDEX(Assump!$C$56:$FN$56,($B615-1)*Hrs_in_dy+$C615)","v":0.53734554141293522},{"$f":"INDEX(ePrice!$F616:$K616,P_Off)*EPrice_Fac","v":128.09253818102019},15.55141824553718,null,15.55141824553718,13.478988304093566,1.7448509999999999,145.09490548137109,73.074428659649115,"G","G","G","|",".",".","."]
[2,5,12,{"$f":"INDEX(Assump!$C$30:$N$30,$A616)*INDEX(Assump!$C$56:$FN$56,($B616-1)*Hrs_in_dy+$C616)","v":0.53734554141293522},{"$f":"INDEX(ePrice!$F617:$K617,P_Off)*EPrice_Fac","v":146.59409942755681},15.55141824553718,null,15.55141824553718,13.478988304093566,1.7448509999999999,163.78335118494343,73.074428659649115,"G","G","G","|",".",".","."]
[2,5,13,{"$f":"INDEX(Assump!$C$30:$N$30,$A617)*INDEX(Assump!$C$56:$FN$56,($B617-1)*Hrs_in_dy+$C617)","v":0.53734554141293522},{"$f":"INDEX(ePrice!$F618:$K618,P_Off)*EPrice_Fac","v":150.08696424917582},15.55141824553718,null,15.55141824553718,13.478988304093566,1.7448509999999999,167.31149746940707,73.074428659649115,"G","G","G","|",".",".","."]
[2,5,14,{"$f":"INDEX(Assump!$C$30:$N$30,$A618)*INDEX(Assump!$C$56:$FN$56,($B618-1)*Hrs_in_dy+$C618)","v":0.53734554141293522},{"$f":"INDEX(ePrice!$F619:$K619,P_Off)*EPrice_Fac","v":148.36240129610454},15.55141824553718,null,15.55141824553718,13.478988304093566,1.7448509999999999,165.56951468852699,73.074428659649115,"G","G","G","|",".",".","."]
[2,5,15,{"$f":"INDEX(Assump!$C$30:$N$30,$A619)*INDEX(Assump!$C$56:$FN$56,($B619-1)*Hrs_in_dy+$C619)","v":0.53734554141293522},{"$f":"INDEX(ePrice!$F620:$K620,P_Off)*EPrice_Fac","v":148.16245196821222},15.55141824553718,null,15.55141824553718,13.478988304093566,1.7448509999999999,165.36754567045395,73.074428659649115,"G","G","G","|",".",".","."]
[2,5,16,{"$f":"INDEX(Assump!$C$30:$N$30,$A620)*INDEX(Assump!$C$56:$FN$56,($B620-1)*Hrs_in_dy+$C620)","v":0.53734554141293522},{"$f":"INDEX(ePrice!$F621:$K621,P_Off)*EPrice_Fac","v":147.04398541531452},15.55141824553718,null,15.55141824553718,13.478988304093566,1.7448509999999999,164.23778147560779,73.074428659649115,"G","G","G","|",".",".","."]
[2,5,17,{"$f":"INDEX(Assump!$C$30:$N$30,$A621)*INDEX(Assump!$C$56:$FN$56,($B621-1)*Hrs_in_dy+$C621)","v":0.53734554141293522},{"$f":"INDEX(ePrice!$F622:$K622,P_Off)*EPrice_Fac","v":145.92551886241685},15.55141824553718,null,15.55141824553718,13.478988304093566,1.7448509999999999,163.10801728076166,73.074428659649115,"G","G","G","|",".",".","."]
[2,5,18,{"$f":"INDEX(Assump!$C$30:$N$30,$A622)*INDEX(Assump!$C$56:$FN$56,($B622-1)*Hrs_in_dy+$C622)","v":0.53734554141293522},{"$f":"INDEX(ePrice!$F623:$K623,P_Off)*EPrice_Fac","v":143.02000519148149},15.55141824553718,null,15.55141824553718,13.478988304093566,1.7448509999999999,160.17315498688754,73.074428659649115,"G","G","G","|",".",".","."]
[2,5,19,{"$f":"INDEX(Assump!$C$30:$N$30,$A623)*INDEX(Assump!$C$56:$FN$56,($B623-1)*Hrs_in_dy+$C623)","v":0.53734554141293522},{"$f":"INDEX(ePrice!$F624:$K624,P_Off)*EPrice_Fac","v":120.80063612944697},15.55141824553718,null,15.55141824553718,13.478988304093566,1.7448509999999999,137.72934785351936,73.074428659649115,"G","G","G","|",".",".","."]
[2,5,20,{"$f":"INDEX(Assump!$C$30:$N$30,$A624)*INDEX(Assump!$C$56:$FN$56,($B624-1)*Hrs_in_dy+$C624)","v":0.53734554141293522},{"$f":"INDEX(ePrice!$F625:$K625,P_Off)*EPrice_Fac","v":115.62069885373644},15.55141824553718,null,15.55141824553718,13.478988304093566,1.7448509999999999,132.49708797906428,73.074428659649115,"G","G","G","|",".",".","."]
[2,5,21,{"$f":"INDEX(Assump!$C$30:$N$30,$A625)*INDEX(Assump!$C$56:$FN$56,($B625-1)*Hrs_in_dy+$C625)","v":0.53734554141293522},{"$f":"INDEX(ePrice!$F626:$K626,P_Off)*EPrice_Fac","v":137.46516292597286},15.55141824553718,null,15.55141824553718,13.478988304093566,1.7448509999999999,154.56220320354549,73.074428659649115,"G","G","G","|",".",".","."]
[2,5,22,{"$f":"INDEX(Assump!$C$30:$N$30,$A626)*INDEX(Assump!$C$56:$FN$56,($B626-1)*Hrs_in_dy+$C626)","v":0.53734554141293522},{"$f":"INDEX(ePrice!$F627:$K627,P_Off)*EPrice_Fac","v":144.54461881666046},15.55141824553718,null,15.55141824553718,13.478988304093566,1.7448509999999999,161.71316874969457,73.074428659649115,"G","G","G","|",".",".","."]
[2,5,23,{"$f":"INDEX(Assump!$C$30:$N$30,$A627)*INDEX(Assump!$C$56:$FN$56,($B627-1)*Hrs_in_dy+$C627)","v":0.53734554141293522},{"$f":"INDEX(ePrice!$F628:$K628,P_Off)*EPrice_Fac","v":140.68934583823662},15.55141824553718,null,15.55141824553718,13.478988304093566,1.7448509999999999,157.81895361997354,73.074428659649115,"G","G","G","|",".",".","."]
[2,5,24,{"$f":"INDEX(Assump!$C$30:$N$30,$A628)*INDEX(Assump!$C$56:$FN$56,($B628-1)*Hrs_in_dy+$C628)","v":0.53734554141293522},{"$f":"INDEX(ePrice!$F629:$K629,P_Off)*EPrice_Fac","v":122.16279092571342},15.55141824553718,null,15.55141824553718,13.478988304093566,1.7448509999999999,139.10526178914205,73.074428659649115,"G","G","G","|",".",".","."]
[2,6,1,{"$f":"INDEX(Assump!$C$30:$N$30,$A629)*INDEX(Assump!$C$56:$FN$56,($B629-1)*Hrs_in_dy+$C629)","v":0.53734554141293522},{"$f":"INDEX(ePrice!$F630:$K630,P_Off)*EPrice_Fac","v":131.39170209124353},15.55141824553718,null,15.55141824553718,13.478988304093566,1.7448509999999999,148.42739427957648,73.074428659649115,"G","G","G","|",12.896292993910452,12.896292993910452,12.896292993910452]
[2,6,2,{"$f":"INDEX(Assump!$C$30:$N$30,$A630)*INDEX(Assump!$C$56:$FN$56,($B630-1)*Hrs_in_dy+$C630)","v":0.53734554141293522},{"$f":"INDEX(ePrice!$F631:$K631,P_Off)*EPrice_Fac","v":132.17275415332293},15.55141824553718,null,15.55141824553718,13.478988304093566,1.7448509999999999,149.21633575642434,73.074428659649115,"G","G","G","|",".",".","."]
[2,6,3,{"$f":"INDEX(Assump!$C$30:$N$30,$A631)*INDEX(Assump!$C$56:$FN$56,($B631-1)*Hrs_in_dy+$C631)","v":0.53734554141293522},{"$f":"INDEX(ePrice!$F632:$K632,P_Off)*EPrice_Fac","v":120.25702389423972},15.55141824553718,null,15.55141824553718,13.478988304093566,1.7448509999999999,137.18024458563323,73.074428659649115,"G","G","G","|",".",".","."]
[2,6,4,{"$f":"INDEX(Assump!$C$30:$N$30,$A632)*INDEX(Assump!$C$56:$FN$56,($B632-1)*Hrs_in_dy+$C632)","v":0.53734554141293522},{"$f":"INDEX(ePrice!$F633:$K633,P_Off)*EPrice_Fac","v":99.855944032726029},15.55141824553718,null,15.55141824553718,13.478988304093566,1.7448509999999999,116.57309321036688,73.074428659649115,"G","G","G","|",".",".","."]
[2,6,5,{"$f":"INDEX(Assump!$C$30:$N$30,$A633)*INDEX(Assump!$C$56:$FN$56,($B633-1)*Hrs_in_dy+$C633)","v":0.53734554141293522},{"$f":"INDEX(ePrice!$F634:$K634,P_Off)*EPrice_Fac","v":98.231355743600872},15.55141824553718,null,15.55141824553718,13.478988304093566,1.7448509999999999,114.93209493852328,73.074428659649115,"G","G","G","|",".",".","."]
[2,6,6,{"$f":"INDEX(Assump!$C$30:$N$30,$A634)*INDEX(Assump!$C$56:$FN$56,($B634-1)*Hrs_in_dy+$C634)","v":0.53734554141293522},{"$f":"INDEX(ePrice!$F635:$K635,P_Off)*EPrice_Fac","v":112.87764401171363},15.55141824553718,null,15.55141824553718,13.478988304093566,1.7448509999999999,129.72632551237456,73.074428659649115,"G","G","G","|",".",".","."]
[2,6,7,{"$f":"INDEX(Assump!$C$30:$N$30,$A635)*INDEX(Assump!$C$56:$FN$56,($B635-1)*Hrs_in_dy+$C635)","v":0.53734554141293522},{"$f":"INDEX(ePrice!$F636:$K636,P_Off)*EPrice_Fac","v":131.39170209124353},15.55141824553718,null,15.55141824553718,13.478988304093566,1.7448509999999999,148.42739427957648,73.074428659649115,"G","G","G","|",".",".","."]
[2,6,8,{"$f":"INDEX(Assump!$C$30:$N$30,$A636)*INDEX(Assump!$C$56:$FN$56,($B636-1)*Hrs_in_dy+$C636)","v":0.53734554141293522},{"$f":"INDEX(ePrice!$F637:$K637,P_Off)*EPrice_Fac","v":132.5101686441412},15.55141824553718,null,15.55141824553718,13.478988304093566,1.7448509999999999,149.55715847442261,73.074428659649115,"G","G","G","|",".",".","."]
[2,6,9,{"$f":"INDEX(Assump!$C$30:$N$30,$A637)*INDEX(Assump!$C$56:$FN$56,($B637-1)*Hrs_in_dy+$C637)","v":0.53734554141293522},{"$f":"INDEX(ePrice!$F638:$K638,P_Off)*EPrice_Fac","v":144.55711564965372},15.55141824553718,null,15.55141824553718,13.478988304093566,1.7448509999999999,161.72579181332415,73.074428659649115,"G","G","G","|",".",".","."]
[2,6,10,{"$f":"INDEX(Assump!$C$30:$N$30,$A638)*INDEX(Assump!$C$56:$FN$56,($B638-1)*Hrs_in_dy+$C638)","v":0.53734554141293522},{"$f":"INDEX(ePrice!$F639:$K639,P_Off)*EPrice_Fac","v":147.3251641576631},15.55141824553718,null,15.55141824553718,13.478988304093566,1.7448509999999999,164.52180040727302,73.074428659649115,"G","G","G","|",".",".","."]
[2,6,11,{"$f":"INDEX(Assump!$C$30:$N$30,$A639)*INDEX(Assump!$C$56:$FN$56,($B639-1)*Hrs_in_dy+$C639)","v":0.53734554141293522},{"$f":"INDEX(ePrice!$F640:$K640,P_Off)*EPrice_Fac","v":147.3251641576631},15.55141824553718,null,15.55141824553718,13.478988304093566,1.7448509999999999,164.52180040727302,73.074428659649115,"G","G","G","|",".",".","."]
[2,6,12,{"$f":"INDEX(Assump!$C$30:$N$30,$A640)*INDEX(Assump!$C$56:$FN$56,($B640-1)*Hrs_in_dy+$C640)","v":0.53734554141293522},{"$f":"INDEX(ePrice!$F641:$K641,P_Off)*EPrice_Fac","v":148.48736962603724},15.55141824553718,null,15.55141824553718,13.478988304093566,1.7448509999999999,165.69574532482264,73.074428659649115,"G","G","G","|",".",".","."]
[2,6,13,{"$f":"INDEX(Assump!$C$30:$N$30,$A641)*INDEX(Assump!$C$56:$FN$56,($B641-1)*Hrs_in_dy+$C641)","v":0.53734554141293522},{"$f":"INDEX(ePrice!$F642:$K642,P_Off)*EPrice_Fac","v":147.39389673912609},15.55141824553718,null,15.55141824553718,13.478988304093566,1.7448509999999999,164.59122725723563,73.074428659649115,"G","G","G","|",".",".","."]
[2,6,14,{"$f":"INDEX(Assump!$C$30:$N$30,$A642)*INDEX(Assump!$C$56:$FN$56,($B642-1)*Hrs_in_dy+$C642)","v":0.53734554141293522},{"$f":"INDEX(ePrice!$F643:$K643,P_Off)*EPrice_Fac","v":149.13095652519064},15.55141824553718,null,15.55141824553718,13.478988304093566,1.7448509999999999,166.34583310174528,73.074428659649115,"G","G","G","|",".",".","."]
[2,6,15,{"$f":"INDEX(Assump!$C$30:$N$30,$A643)*INDEX(Assump!$C$56:$FN$56,($B643-1)*Hrs_in_dy+$C643)","v":0.53734554141293522},{"$f":"INDEX(ePrice!$F644:$K644,P_Off)*EPrice_Fac","v":145.3694097942163},15.55141824553718,null,15.55141824553718,13.478988304093566,1.7448509999999999,162.54629094924593,73.074428659649115,"G","G","G","|",".",".","."]
[2,6,16,{"$f":"INDEX(Assump!$C$30:$N$30,$A644)*INDEX(Assump!$C$56:$FN$56,($B644-1)*Hrs_in_dy+$C644)","v":0.53734554141293522},{"$f":"INDEX(ePrice!$F645:$K645,P_Off)*EPrice_Fac","v":134.35345151064857},15.55141824553718,null,15.55141824553718,13.478988304093566,1.7448509999999999,151.41906035978357,73.074428659649115,"G","G","G","|",".",".","."]
[2,6,17,{"$f":"INDEX(Assump!$C$30:$N$30,$A645)*INDEX(Assump!$C$56:$FN$56,($B645-1)*Hrs_in_dy+$C645)","v":0.53734554141293522},{"$f":"INDEX(ePrice!$F646:$K646,P_Off)*EPrice_Fac","v":135.35944656660683},{"$f":"Nwk_Elec_Var","v":15.55141824553718},null,15.55141824553718,{"$f":"IF(Other_fuel=\"Gas\",\nCHOOSE(Gas_price_option,Other_fuel_price_wholesale_flex,Gas_elec_m*$E645+Gas_elec_c),\nOther_fuel_price_wholesale_flex)","v":13.478988304093566},{"$f":"IF(Other_fuel=\"Gas\",Nwk_Gas_Var,0)","v":1.7448509999999999},152.43521698196366,73.074428659649115,{"$f":"IF(K645<L645,ID_E,ID_O)","v":"G"},{"$f":"IF($C645=1,IF(SUM($D645:$D668)=0,\".\",IF(SUMPRODUCT($K645:$K668,$D645:$D668)<SUMPRODUCT($L645:$L668,$D645:$D668),ID_E,ID_O)),N644)","v":"G"},{"$f":"IF(SUM($B645:$C645)=2,IF(SUMPRODUCT($K645:$K812,$D645:$D812)<SUMPRODUCT($L645:$L812,$D645:$D812),ID_E,ID_O),O644)","v":"G"},"|",{"$f":"IF($C645=1,SUMIFS($D645:$D668,M645:M668,ID_O),\".\")","v":"."},{"$f":"IF($C645=1,SUMIFS($D645:$D668,N645:N668,ID_O),\".\")","v":"."},{"$f":"IF($C645=1,SUMIFS($D645:$D668,O645:O668,ID_O),\".\")","v":"."}]
[2,6,18,{"$f":"INDEX(Assump!$C$30:$N$30,$A646)*INDEX(Assump!$C$56:$FN$56,($B646-1)*Hrs_in_dy+$C646)","v":0.53734554141293522},{"$f":"INDEX(ePrice!$F647:$K647,P_Off)*EPrice_Fac","v":140.01451685659998},15.55141824553718,null,{"$f":"SUM($F646:$G646)","v":15.55141824553718},13.478988304093566,1.7448509999999999,{"$f":"SUM(E646,H646)/COP_Elec","v":157.13730818397693},{"$f":"SUM(I646:J646)*GJ_MWh/COP_Other","v":73.074428659649115},"G","G","G","|",".",".","."]
[2,6,19,{"$f":"INDEX(Assump!$C$30:$N$30,$A647)*INDEX(Assump!$C$56:$FN$56,($B647-1)*Hrs_in_dy+$C647)","v":0.53734554141293522},{"$f":"INDEX(ePrice!$F648:$K648,P_Off)*EPrice_Fac","v":131.52916725416949},15.55141824553718,null,15.55141824553718,13.478988304093566,1.7448509999999999,148.5662479795017,73.074428659649115,"G","G","G","|",".",".","."]
[2,6,20,{"$f":"INDEX(Assump!$C$30:$N$30,$A648)*INDEX(Assump!$C$56:$FN$56,($B648-1)*Hrs_in_dy+$C648)","v":0.53734554141293522},{"$f":"INDEX(ePrice!$F649:$K649,P_Off)*EPrice_Fac","v":99.687236787316863},15.55141824553718,null,15.55141824553718,13.478988304093566,1.7448509999999999,116.40268185136772,73.074428659649115,"G","G","G","|",".",".","."]
[2,6,21,{"$f":"INDEX(Assump!$C$30:$N$30,$A649)*INDEX(Assump!$C$56:$FN$56,($B649-1)*Hrs_in_dy+$C649)","v":0.53734554141293522},{"$f":"INDEX(ePrice!$F650:$K650,P_Off)*EPrice_Fac","v":97.356577434071966},15.55141824553718,null,15.55141824553718,13.478988304093566,1.7448509999999999,114.04848048445368,73.074428659649115,"G","G","G","|",".",".","."]
[2,6,22,{"$f":"INDEX(Assump!$C$30:$N$30,$A650)*INDEX(Assump!$C$56:$FN$56,($B650-1)*Hrs_in_dy+$C650)","v":0.53734554141293522},{"$f":"INDEX(ePrice!$F651:$K651,P_Off)*EPrice_Fac","v":99.381064378981762},15.55141824553718,null,15.55141824553718,13.478988304093566,1.7448509999999999,116.09341679244338,73.074428659649115,"G","G","G","|",".",".","."]
[2,6,23,{"$f":"INDEX(Assump!$C$30:$N$30,$A651)*INDEX(Assump!$C$56:$FN$56,($B651-1)*Hrs_in_dy+$C651)","v":0.53734554141293522},{"$f":"INDEX(ePrice!$F652:$K652,P_Off)*EPrice_Fac","v":98.756222729318239},15.55141824553718,null,15.55141824553718,13.478988304093566,1.7448509999999999,115.46226361096507,73.074428659649115,"G","G","G","|",".",".","."]
[2,6,24,{"$f":"INDEX(Assump!$C$30:$N$30,$A652)*INDEX(Assump!$C$56:$FN$56,($B652-1)*Hrs_in_dy+$C652)","v":0.53734554141293522},{"$f":"INDEX(ePrice!$F653:$K653,P_Off)*EPrice_Fac","v":81.441860617142282},15.55141824553718,null,15.55141824553718,13.478988304093566,1.7448509999999999,97.973008952201482,73.074428659649115,"G","G","G","|",".",".","."]
[2,7,1,{"$f":"INDEX(Assump!$C$30:$N$30,$A653)*INDEX(Assump!$C$56:$FN$56,($B653-1)*Hrs_in_dy+$C653)","v":0.53734554141293522},{"$f":"INDEX(ePrice!$F654:$K654,P_Off)*EPrice_Fac","v":101.3493155754218},15.55141824553718,null,15.55141824553718,13.478988304093566,1.7448509999999999,118.08154931409997,73.074428659649115,"G","G","G","|",12.896292993910452,12.896292993910452,12.896292993910452]
[2,7,2,{"$f":"INDEX(Assump!$C$30:$N$30,$A654)*INDEX(Assump!$C$56:$FN$56,($B654-1)*Hrs_in_dy+$C654)","v":0.53734554141293522},{"$f":"INDEX(ePrice!$F655:$K655,P_Off)*EPrice_Fac","v":101.54301648681749},15.55141824553718,null,15.55141824553718,13.478988304093566,1.7448509999999999,118.27720680035826,73.074428659649115,"G","G","G","|",".",".","."]
[2,7,3,{"$f":"INDEX(Assump!$C$30:$N$30,$A655)*INDEX(Assump!$C$56:$FN$56,($B655-1)*Hrs_in_dy+$C655)","v":0.53734554141293522},{"$f":"INDEX(ePrice!$F656:$K656,P_Off)*EPrice_Fac","v":101.10562733205305},15.55141824553718,null,15.55141824553718,13.478988304093566,1.7448509999999999,117.83539957332346,73.074428659649115,"G","G","G","|",".",".","."]
[2,7,4,{"$f":"INDEX(Assump!$C$30:$N$30,$A656)*INDEX(Assump!$C$56:$FN$56,($B656-1)*Hrs_in_dy+$C656)","v":0.53734554141293522},{"$f":"INDEX(ePrice!$F657:$K657,P_Off)*EPrice_Fac","v":84.659795112909393},15.55141824553718,null,15.55141824553718,13.478988304093566,1.7448509999999999,101.22344783681471,73.074428659649115,"G","G","G","|",".",".","."]
[2,7,5,{"$f":"INDEX(Assump!$C$30:$N$30,$A657)*INDEX(Assump!$C$56:$FN$56,($B657-1)*Hrs_in_dy+$C657)","v":0.53734554141293522},{"$f":"INDEX(ePrice!$F658:$K658,P_Off)*EPrice_Fac","v":81.004471462377822},15.55141824553718,null,15.55141824553718,13.478988304093566,1.7448509999999999,97.531201725166667,73.074428659649115,"G","G","G","|",".",".","."]
[2,7,6,{"$f":"INDEX(Assump!$C$30:$N$30,$A658)*INDEX(Assump!$C$56:$FN$56,($B658-1)*Hrs_in_dy+$C658)","v":0.53734554141293522},{"$f":"INDEX(ePrice!$F659:$K659,P_Off)*EPrice_Fac","v":94.651013091028972},15.55141824553718,null,15.55141824553718,13.478988304093566,1.7448509999999999,111.31558720865267,73.074428659649115,"G","G","G","|",".",".","."]
[2,7,7,{"$f":"INDEX(Assump!$C$30:$N$30,$A659)*INDEX(Assump!$C$56:$FN$56,($B659-1)*Hrs_in_dy+$C659)","v":0.53734554141293522},{"$f":"INDEX(ePrice!$F660:$K660,P_Off)*EPrice_Fac","v":100.99940425161024},15.55141824553718,null,15.55141824553718,13.478988304093566,1.7448509999999999,117.72810353247215,73.074428659649115,"G","G","G","|",".",".","."]
[2,7,8,{"$f":"INDEX(Assump!$C$30:$N$30,$A660)*INDEX(Assump!$C$56:$FN$56,($B660-1)*Hrs_in_dy+$C660)","v":0.53734554141293522},{"$f":"INDEX(ePrice!$F661:$K661,P_Off)*EPrice_Fac","v":102.16785813648102},15.55141824553718,null,15.55141824553718,13.478988304093566,1.7448509999999999,118.90835998183655,73.074428659649115,"G","G","G","|",".",".","."]
[2,7,9,{"$f":"INDEX(Assump!$C$30:$N$30,$A661)*INDEX(Assump!$C$56:$FN$56,($B661-1)*Hrs_in_dy+$C661)","v":0.53734554141293522},{"$f":"INDEX(ePrice!$F662:$K662,P_Off)*EPrice_Fac","v":94.132394521808237},15.55141824553718,null,15.55141824553718,13.478988304093566,1.7448509999999999,110.79173006802567,73.074428659649115,"G","G","G","|",".",".","."]
[2,7,10,{"$f":"INDEX(Assump!$C$30:$N$30,$A662)*INDEX(Assump!$C$56:$FN$56,($B662-1)*Hrs_in_dy+$C662)","v":0.53734554141293522},{"$f":"INDEX(ePrice!$F663:$K663,P_Off)*EPrice_Fac","v":81.054458794350921},15.55141824553718,null,15.55141824553718,13.478988304093566,1.7448509999999999,97.581693979684957,73.074428659649115,"G","G","G","|",".",".","."]
[2,7,11,{"$f":"INDEX(Assump!$C$30:$N$30,$A663)*INDEX(Assump!$C$56:$FN$56,($B663-1)*Hrs_in_dy+$C663)","v":0.53734554141293522},{"$f":"INDEX(ePrice!$F664:$K664,P_Off)*EPrice_Fac","v":75.924508850613478},15.55141824553718,null,15.55141824553718,13.478988304093566,1.7448509999999999,92.399926359748136,73.074428659649115,"G","G","G","|",".",".","."]
[2,7,12,{"$f":"INDEX(Assump!$C$30:$N$30,$A664)*INDEX(Assump!$C$56:$FN$56,($B664-1)*Hrs_in_dy+$C664)","v":0.53734554141293522},{"$f":"INDEX(ePrice!$F665:$K665,P_Off)*EPrice_Fac","v":78.842519354542077},15.55141824553718,null,15.55141824553718,13.478988304093566,1.7448509999999999,95.347411717251774,73.074428659649115,"G","G","G","|",".",".","."]
[2,7,13,{"$f":"INDEX(Assump!$C$30:$N$30,$A665)*INDEX(Assump!$C$56:$FN$56,($B665-1)*Hrs_in_dy+$C665)","v":0.53734554141293522},{"$f":"INDEX(ePrice!$F666:$K666,P_Off)*EPrice_Fac","v":82.247906345208222},15.55141824553718,null,15.55141824553718,13.478988304093566,1.7448509999999999,98.787196556308487,73.074428659649115,"G","G","G","|",".",".","."]
[2,7,14,{"$f":"INDEX(Assump!$C$30:$N$30,$A666)*INDEX(Assump!$C$56:$FN$56,($B666-1)*Hrs_in_dy+$C666)","v":0.53734554141293522},{"$f":"INDEX(ePrice!$F667:$K667,P_Off)*EPrice_Fac","v":94.519796344599612},15.55141824553718,null,15.55141824553718,13.478988304093566,1.7448509999999999,111.18304504054221,73.074428659649115,"G","G","G","|",".",".","."]
[2,7,15,{"$f":"INDEX(Assump!$C$30:$N$30,$A667)*INDEX(Assump!$C$56:$FN$56,($B667-1)*Hrs_in_dy+$C667)","v":0.53734554141293522},{"$f":"INDEX(ePrice!$F668:$K668,P_Off)*EPrice_Fac","v":99.980912362658714},15.55141824553718,null,15.55141824553718,13.478988304093566,1.7448509999999999,116.69932384666252,73.074428659649115,"G","G","G","|",".",".","."]
[2,7,16,{"$f":"INDEX(Assump!$C$30:$N$30,$A668)*INDEX(Assump!$C$56:$FN$56,($B668-1)*Hrs_in_dy+$C668)","v":0.53734554141293522},{"$f":"INDEX(ePrice!$F669:$K669,P_Off)*EPrice_Fac","v":103.43628668529794},15.55141824553718,null,15.55141824553718,13.478988304093566,1.7448509999999999,120.1896009402375,73.074428659649115,"G","G","G","|",".",".","."]
[2,7,17,{"$f":"INDEX(Assump!$C$30:$N$30,$A669)*INDEX(Assump!$C$56:$FN$56,($B669-1)*Hrs_in_dy+$C669)","v":0.53734554141293522},{"$f":"INDEX(ePrice!$F670:$K670,P_Off)*EPrice_Fac","v":117.27652922534476},15.55141824553718,null,15.55141824553718,13.478988304093566,1.7448509999999999,134.16964390998177,73.074428659649115,"G","G","G","|",".",".","."]
[2,7,18,{"$f":"INDEX(Assump!$C$30:$N$30,$A670)*INDEX(Assump!$C$56:$FN$56,($B670-1)*Hrs_in_dy+$C670)","v":0.53734554141293522},{"$f":"INDEX(ePrice!$F671:$K671,P_Off)*EPrice_Fac","v":122.88135882282648},15.55141824553718,null,15.55141824553718,13.478988304093566,1.7448509999999999,139.83108794784209,73.074428659649115,"G","G","G","|",".",".","."]
[2,7,19,{"$f":"INDEX(Assump!$C$30:$N$30,$A671)*INDEX(Assump!$C$56:$FN$56,($B671-1)*Hrs_in_dy+$C671)","v":0.53734554141293522},{"$f":"INDEX(ePrice!$F672:$K672,P_Off)*EPrice_Fac","v":134.24098001370916},15.55141824553718,null,15.55141824553718,13.478988304093566,1.7448509999999999,151.30545278711753,73.074428659649115,"G","G","G","|",".",".","."]
[2,7,20,{"$f":"INDEX(Assump!$C$30:$N$30,$A672)*INDEX(Assump!$C$56:$FN$56,($B672-1)*Hrs_in_dy+$C672)","v":0.53734554141293522},{"$f":"INDEX(ePrice!$F673:$K673,P_Off)*EPrice_Fac","v":140.00826844010336},15.55141824553718,null,15.55141824553718,13.478988304093566,1.7448509999999999,157.13099665216217,73.074428659649115,"G","G","G","|",".",".","."]
[2,7,21,{"$f":"INDEX(Assump!$C$30:$N$30,$A673)*INDEX(Assump!$C$56:$FN$56,($B673-1)*Hrs_in_dy+$C673)","v":0.53734554141293522},{"$f":"INDEX(ePrice!$F674:$K674,P_Off)*EPrice_Fac","v":132.86632838444942},15.55141824553718,null,15.55141824553718,13.478988304093566,1.7448509999999999,149.91691578786524,73.074428659649115,"G","G","G","|",".",".","."]
[2,7,22,{"$f":"INDEX(Assump!$C$30:$N$30,$A674)*INDEX(Assump!$C$56:$FN$56,($B674-1)*Hrs_in_dy+$C674)","v":0.53734554141293522},{"$f":"INDEX(ePrice!$F675:$K675,P_Off)*EPrice_Fac","v":139.57087928533892},15.55141824553718,null,15.55141824553718,13.478988304093566,1.7448509999999999,156.68918942512738,73.074428659649115,"G","G","G","|",".",".","."]
[2,7,23,{"$f":"INDEX(Assump!$C$30:$N$30,$A675)*INDEX(Assump!$C$56:$FN$56,($B675-1)*Hrs_in_dy+$C675)","v":0.53734554141293522},{"$f":"INDEX(ePrice!$F676:$K676,P_Off)*EPrice_Fac","v":104.16735141540427},15.55141824553718,null,15.55141824553718,13.478988304093566,1.7448509999999999,120.92805016256712,73.074428659649115,"G","G","G","|",".",".","."]
[2,7,24,{"$f":"INDEX(Assump!$C$30:$N$30,$A676)*INDEX(Assump!$C$56:$FN$56,($B676-1)*Hrs_in_dy+$C676)","v":0.53734554141293522},{"$f":"INDEX(ePrice!$F677:$K677,P_Off)*EPrice_Fac","v":89.283623320419366},15.55141824553718,null,15.55141824553718,13.478988304093566,1.7448509999999999,105.89398137975408,73.074428659649115,"G","G","G","|",".",".","."]
[1,1,1,{"$f":"INDEX(Assump!$C$30:$N$30,$A677)*INDEX(Assump!$C$56:$FN$56,($B677-1)*Hrs_in_dy+$C677)","v":0.64047833533817744},{"$f":"INDEX(ePrice!$F678:$K678,P_Off)*EPrice_Fac","v":104.2298355803706},15.55141824553718,null,15.55141824553718,13.478988304093566,1.7448509999999999,120.99116548071493,73.074428659649115,"G","G","G","|",15.371480048116251,15.371480048116251,15.371480048116251]
[1,1,2,{"$f":"INDEX(Assump!$C$30:$N$30,$A678)*INDEX(Assump!$C$56:$FN$56,($B678-1)*Hrs_in_dy+$C678)","v":0.64047833533817744},{"$f":"INDEX(ePrice!$F679:$K679,P_Off)*EPrice_Fac","v":104.27982291234368},15.55141824553718,null,15.55141824553718,13.478988304093566,1.7448509999999999,121.04165773523319,73.074428659649115,"G","G","G","|",".",".","."]
[1,1,3,{"$f":"INDEX(Assump!$C$30:$N$30,$A679)*INDEX(Assump!$C$56:$FN$56,($B679-1)*Hrs_in_dy+$C679)","v":0.64047833533817744},{"$f":"INDEX(ePrice!$F680:$K680,P_Off)*EPrice_Fac","v":102.73646403767482},15.55141824553718,null,15.55141824553718,13.478988304093566,1.7448509999999999,119.48270937698182,73.074428659649115,"G","G","G","|",".",".","."]
[1,1,4,{"$f":"INDEX(Assump!$C$30:$N$30,$A680)*INDEX(Assump!$C$56:$FN$56,($B680-1)*Hrs_in_dy+$C680)","v":0.64047833533817744},{"$f":"INDEX(ePrice!$F681:$K681,P_Off)*EPrice_Fac","v":88.889973081131359},15.55141824553718,null,15.55141824553718,13.478988304093566,1.7448509999999999,105.49635487542277,73.074428659649115,"G","G","G","|",".",".","."]
[1,1,5,{"$f":"INDEX(Assump!$C$30:$N$30,$A681)*INDEX(Assump!$C$56:$FN$56,($B681-1)*Hrs_in_dy+$C681)","v":0.64047833533817744},{"$f":"INDEX(ePrice!$F682:$K682,P_Off)*EPrice_Fac","v":76.218184425955315},15.55141824553718,null,15.55141824553718,13.478988304093566,1.7448509999999999,92.696568355042928,73.074428659649115,"G","G","G","|",".",".","."]
[1,1,6,{"$f":"INDEX(Assump!$C$30:$N$30,$A682)*INDEX(Assump!$C$56:$FN$56,($B682-1)*Hrs_in_dy+$C682)","v":0.64047833533817744},{"$f":"INDEX(ePrice!$F683:$K683,P_Off)*EPrice_Fac","v":91.745499420093608},15.55141824553718,null,15.55141824553718,13.478988304093566,1.7448509999999999,108.38072491477857,73.074428659649115,"G","G","G","|",".",".","."]
[1,1,7,{"$f":"INDEX(Assump!$C$30:$N$30,$A683)*INDEX(Assump!$C$56:$FN$56,($B683-1)*Hrs_in_dy+$C683)","v":0.64047833533817744},{"$f":"INDEX(ePrice!$F684:$K684,P_Off)*EPrice_Fac","v":83.660048473447759},15.55141824553718,null,15.55141824553718,13.478988304093566,1.7448509999999999,100.21360274644944,73.074428659649115,"G","G","G","|",".",".","."]
[1,1,8,{"$f":"INDEX(Assump!$C$30:$N$30,$A684)*INDEX(Assump!$C$56:$FN$56,($B684-1)*Hrs_in_dy+$C684)","v":0.64047833533817744},{"$f":"INDEX(ePrice!$F685:$K685,P_Off)*EPrice_Fac","v":66.22696644783575},15.55141824553718,null,15.55141824553718,13.478988304093566,1.7448509999999999,82.604428983204983,73.074428659649115,"G","G","G","|",".",".","."]
[1,1,9,{"$f":"INDEX(Assump!$C$30:$N$30,$A685)*INDEX(Assump!$C$56:$FN$56,($B685-1)*Hrs_in_dy+$C685)","v":0.64047833533817744},{"$f":"INDEX(ePrice!$F686:$K686,P_Off)*EPrice_Fac","v":74.693570800776342},15.55141824553718,null,15.55141824553718,13.478988304093566,1.7448509999999999,91.156554592235878,73.074428659649115,"G","G","G","|",".",".","."]
[1,1,10,{"$f":"INDEX(Assump!$C$30:$N$30,$A686)*INDEX(Assump!$C$56:$FN$56,($B686-1)*Hrs_in_dy+$C686)","v":0.64047833533817744},{"$f":"INDEX(ePrice!$F687:$K687,P_Off)*EPrice_Fac","v":107.391534327668},15.55141824553718,null,15.55141824553718,13.478988304093566,1.7448509999999999,124.18480057899512,73.074428659649115,"G","G","G","|",".",".","."]
[1,1,11,{"$f":"INDEX(Assump!$C$30:$N$30,$A687)*INDEX(Assump!$C$56:$FN$56,($B687-1)*Hrs_in_dy+$C687)","v":0.64047833533817744},{"$f":"INDEX(ePrice!$F688:$K688,P_Off)*EPrice_Fac","v":126.64290555380082},15.55141824553718,null,15.55141824553718,13.478988304093566,1.7448509999999999,143.63063010034142,73.074428659649115,"G","G","G","|",".",".","."]
[1,1,12,{"$f":"INDEX(Assump!$C$30:$N$30,$A688)*INDEX(Assump!$C$56:$FN$56,($B688-1)*Hrs_in_dy+$C688)","v":0.64047833533817744},{"$f":"INDEX(ePrice!$F689:$K689,P_Off)*EPrice_Fac","v":127.08029470856528},15.55141824553718,null,15.55141824553718,13.478988304093566,1.7448509999999999,144.07243732737621,73.074428659649115,"G","G","G","|",".",".","."]
[1,1,13,{"$f":"INDEX(Assump!$C$30:$N$30,$A689)*INDEX(Assump!$C$56:$FN$56,($B689-1)*Hrs_in_dy+$C689)","v":0.64047833533817744},{"$f":"INDEX(ePrice!$F690:$K690,P_Off)*EPrice_Fac","v":123.7186466333756},15.55141824553718,null,15.55141824553718,13.478988304093566,1.7448509999999999,140.67683321102302,73.074428659649115,"G","G","G","|",".",".","."]
[1,1,14,{"$f":"INDEX(Assump!$C$30:$N$30,$A690)*INDEX(Assump!$C$56:$FN$56,($B690-1)*Hrs_in_dy+$C690)","v":0.64047833533817744},{"$f":"INDEX(ePrice!$F691:$K691,P_Off)*EPrice_Fac","v":119.2197867557983},15.55141824553718,null,15.55141824553718,13.478988304093566,1.7448509999999999,136.13253030437929,73.074428659649115,"G","G","G","|",".",".","."]
[1,1,15,{"$f":"INDEX(Assump!$C$30:$N$30,$A691)*INDEX(Assump!$C$56:$FN$56,($B691-1)*Hrs_in_dy+$C691)","v":0.64047833533817744},{"$f":"INDEX(ePrice!$F692:$K692,P_Off)*EPrice_Fac","v":121.31925469866769},15.55141824553718,null,15.55141824553718,13.478988304093566,1.7448509999999999,138.25320499414633,73.074428659649115,"G","G","G","|",".",".","."]
[1,1,16,{"$f":"INDEX(Assump!$C$30:$N$30,$A692)*INDEX(Assump!$C$56:$FN$56,($B692-1)*Hrs_in_dy+$C692)","v":0.64047833533817744},{"$f":"INDEX(ePrice!$F693:$K693,P_Off)*EPrice_Fac","v":121.0380759563191},15.55141824553718,null,15.55141824553718,13.478988304093566,1.7448509999999999,137.9691860624811,73.074428659649115,"G","G","G","|",".",".","."]
[1,1,17,{"$f":"INDEX(Assump!$C$30:$N$30,$A693)*INDEX(Assump!$C$56:$FN$56,($B693-1)*Hrs_in_dy+$C693)","v":0.64047833533817744},{"$f":"INDEX(ePrice!$F694:$K694,P_Off)*EPrice_Fac","v":118.60119352263142},15.55141824553718,null,15.55141824553718,13.478988304093566,1.7448509999999999,135.50768865471576,73.074428659649115,"G","G","G","|",".",".","."]
[1,1,18,{"$f":"INDEX(Assump!$C$30:$N$30,$A694)*INDEX(Assump!$C$56:$FN$56,($B694-1)*Hrs_in_dy+$C694)","v":0.64047833533817744},{"$f":"INDEX(ePrice!$F695:$K695,P_Off)*EPrice_Fac","v":114.19605989250364},15.55141824553718,null,15.55141824553718,13.478988304093566,1.7448509999999999,131.05805872529376,73.074428659649115,"G","G","G","|",".",".","."]
[1,1,19,{"$f":"INDEX(Assump!$C$30:$N$30,$A695)*INDEX(Assump!$C$56:$FN$56,($B695-1)*Hrs_in_dy+$C695)","v":0.64047833533817744},{"$f":"INDEX(ePrice!$F696:$K696,P_Off)*EPrice_Fac","v":95.894447973859343},15.55141824553718,null,15.55141824553718,13.478988304093566,1.7448509999999999,112.57158203979446,73.074428659649115,"G","G","G","|",".",".","."]
[1,1,20,{"$f":"INDEX(Assump!$C$30:$N$30,$A696)*INDEX(Assump!$C$56:$FN$56,($B696-1)*Hrs_in_dy+$C696)","v":0.64047833533817744},{"$f":"INDEX(ePrice!$F697:$K697,P_Off)*EPrice_Fac","v":77.505358224262153},15.55141824553718,null,15.55141824553718,13.478988304093566,1.7448509999999999,93.99674390888822,73.074428659649115,"G","G","G","|",".",".","."]
[1,1,21,{"$f":"INDEX(Assump!$C$30:$N$30,$A697)*INDEX(Assump!$C$56:$FN$56,($B697-1)*Hrs_in_dy+$C697)","v":0.64047833533817744},{"$f":"INDEX(ePrice!$F698:$K698,P_Off)*EPrice_Fac","v":73.431390668456061},15.55141824553718,null,15.55141824553718,13.478988304093566,1.7448509999999999,89.881625165649737,73.074428659649115,"G","G","G","|",".",".","."]
[1,1,22,{"$f":"INDEX(Assump!$C$30:$N$30,$A698)*INDEX(Assump!$C$56:$FN$56,($B698-1)*Hrs_in_dy+$C698)","v":0.64047833533817744},{"$f":"INDEX(ePrice!$F699:$K699,P_Off)*EPrice_Fac","v":84.341125871580999},15.55141824553718,null,15.55141824553718,13.478988304093566,1.7448509999999999,100.90155971426078,73.074428659649115,"G","G","G","|",".",".","."]
[1,1,23,{"$f":"INDEX(Assump!$C$30:$N$30,$A699)*INDEX(Assump!$C$56:$FN$56,($B699-1)*Hrs_in_dy+$C699)","v":0.64047833533817744},{"$f":"INDEX(ePrice!$F700:$K700,P_Off)*EPrice_Fac","v":101.70547531573003},15.55141824553718,null,15.55141824553718,13.478988304093566,1.7448509999999999,118.44130662754263,73.074428659649115,"G","G","G","|",".",".","."]
[1,1,24,{"$f":"INDEX(Assump!$C$30:$N$30,$A700)*INDEX(Assump!$C$56:$FN$56,($B700-1)*Hrs_in_dy+$C700)","v":0.64047833533817744},{"$f":"INDEX(ePrice!$F701:$K701,P_Off)*EPrice_Fac","v":107.65396782052667},15.55141824553718,null,15.55141824553718,13.478988304093566,1.7448509999999999,124.44988491521602,73.074428659649115,"G","G","G","|",".",".","."]
[1,2,1,{"$f":"INDEX(Assump!$C$30:$N$30,$A701)*INDEX(Assump!$C$56:$FN$56,($B701-1)*Hrs_in_dy+$C701)","v":0.64047833533817744},{"$f":"INDEX(ePrice!$F702:$K702,P_Off)*EPrice_Fac","v":101.55551331981077},15.55141824553718,null,15.55141824553718,13.478988304093566,1.7448509999999999,118.28982986398783,73.074428659649115,"G","G","G","|",15.371480048116251,15.371480048116251,15.371480048116251]
[1,2,2,{"$f":"INDEX(Assump!$C$30:$N$30,$A702)*INDEX(Assump!$C$56:$FN$56,($B702-1)*Hrs_in_dy+$C702)","v":0.64047833533817744},{"$f":"INDEX(ePrice!$F703:$K703,P_Off)*EPrice_Fac","v":101.19310516300594},15.55141824553718,null,15.55141824553718,13.478988304093566,1.7448509999999999,117.92376101873042,73.074428659649115,"G","G","G","|",".",".","."]
[1,2,3,{"$f":"INDEX(Assump!$C$30:$N$30,$A703)*INDEX(Assump!$C$56:$FN$56,($B703-1)*Hrs_in_dy+$C703)","v":0.64047833533817744},{"$f":"INDEX(ePrice!$F704:$K704,P_Off)*EPrice_Fac","v":100.23709743902077},15.55141824553718,null,15.55141824553718,13.478988304093566,1.7448509999999999,116.95809665106864,73.074428659649115,"G","G","G","|",".",".","."]
[1,2,4,{"$f":"INDEX(Assump!$C$30:$N$30,$A704)*INDEX(Assump!$C$56:$FN$56,($B704-1)*Hrs_in_dy+$C704)","v":0.64047833533817744},{"$f":"INDEX(ePrice!$F705:$K705,P_Off)*EPrice_Fac","v":95.831963808892993},15.55141824553718,null,15.55141824553718,13.478988304093566,1.7448509999999999,112.50846672164664,73.074428659649115,"G","G","G","|",".",".","."]
[1,2,5,{"$f":"INDEX(Assump!$C$30:$N$30,$A705)*INDEX(Assump!$C$56:$FN$56,($B705-1)*Hrs_in_dy+$C705)","v":0.64047833533817744},{"$f":"INDEX(ePrice!$F706:$K706,P_Off)*EPrice_Fac","v":97.631507759923906},15.55141824553718,null,15.55141824553718,13.478988304093566,1.7448509999999999,114.32618788430413,73.074428659649115,"G","G","G","|",".",".","."]
[1,2,6,{"$f":"INDEX(Assump!$C$30:$N$30,$A706)*INDEX(Assump!$C$56:$FN$56,($B706-1)*Hrs_in_dy+$C706)","v":0.64047833533817744},{"$f":"INDEX(ePrice!$F707:$K707,P_Off)*EPrice_Fac","v":104.21733874737735},15.55141824553718,null,15.55141824553718,13.478988304093566,1.7448509999999999,120.97854241708539,73.074428659649115,"G","G","G","|",".",".","."]
[1,2,7,{"$f":"INDEX(Assump!$C$30:$N$30,$A707)*INDEX(Assump!$C$56:$FN$56,($B707-1)*Hrs_in_dy+$C707)","v":0.64047833533817744},{"$f":"INDEX(ePrice!$F708:$K708,P_Off)*EPrice_Fac","v":100.05589336061834},15.55141824553718,null,15.55141824553718,13.478988304093566,1.7448509999999999,116.77506222843992,73.074428659649115,"G","G","G","|",".",".","."]
[1,2,8,{"$f":"INDEX(Assump!$C$30:$N$30,$A708)*INDEX(Assump!$C$56:$FN$56,($B708-1)*Hrs_in_dy+$C708)","v":0.64047833533817744},{"$f":"INDEX(ePrice!$F709:$K709,P_Off)*EPrice_Fac","v":92.932698554454291},15.55141824553718,null,15.55141824553718,13.478988304093566,1.7448509999999999,109.57991595958734,73.074428659649115,"G","G","G","|",".",".","."]
[1,2,9,{"$f":"INDEX(Assump!$C$30:$N$30,$A709)*INDEX(Assump!$C$56:$FN$56,($B709-1)*Hrs_in_dy+$C709)","v":0.64047833533817744},{"$f":"INDEX(ePrice!$F710:$K710,P_Off)*EPrice_Fac","v":105.35455054976494},{"$f":"Nwk_Elec_Var","v":15.55141824553718},null,15.55141824553718,{"$f":"IF(Other_fuel=\"Gas\",\nCHOOSE(Gas_price_option,Other_fuel_price_wholesale_flex,Gas_elec_m*$E709+Gas_elec_c),\nOther_fuel_price_wholesale_flex)","v":13.478988304093566},{"$f":"IF(Other_fuel=\"Gas\",Nwk_Gas_Var,0)","v":1.7448509999999999},122.12724120737587,73.074428659649115,{"$f":"IF(K709<L709,ID_E,ID_O)","v":"G"},{"$f":"IF($C709=1,IF(SUM($D709:$D732)=0,\".\",IF(SUMPRODUCT($K709:$K732,$D709:$D732)<SUMPRODUCT($L709:$L732,$D709:$D732),ID_E,ID_O)),N708)","v":"G"},{"$f":"IF(SUM($B709:$C709)=2,IF(SUMPRODUCT($K709:$K876,$D709:$D876)<SUMPRODUCT($L709:$L876,$D709:$D876),ID_E,ID_O),O708)","v":"G"},"|",{"$f":"IF($C709=1,SUMIFS($D709:$D732,M709:M732,ID_O),\".\")","v":"."},{"$f":"IF($C709=1,SUMIFS($D709:$D732,N709:N732,ID_O),\".\")","v":"."},{"$f":"IF($C709=1,SUMIFS($D709:$D732,O709:O732,ID_O),\".\")","v":"."}]
[1,2,10,{"$f":"INDEX(Assump!$C$30:$N$30,$A710)*INDEX(Assump!$C$56:$FN$56,($B710-1)*Hrs_in_dy+$C710)","v":0.64047833533817744},{"$f":"INDEX(ePrice!$F711:$K711,P_Off)*EPrice_Fac","v":139.85830644418411},15.55141824553718,null,{"$f":"SUM($F710:$G710)","v":15.55141824553718},13.478988304093566,1.7448509999999999,{"$f":"SUM(E710,H710)/COP_Elec","v":156.97951988860737},{"$f":"SUM(I710:J710)*GJ_MWh/COP_Other","v":73.074428659649115},"G","G","G","|",".",".","."]
[1,2,11,{"$f":"INDEX(Assump!$C$30:$N$30,$A711)*INDEX(Assump!$C$56:$FN$56,($B711-1)*Hrs_in_dy+$C711)","v":0.64047833533817744},{"$f":"INDEX(ePrice!$F712:$K712,P_Off)*EPrice_Fac","v":120.93810129237296},15.55141824553718,null,15.55141824553718,13.478988304093566,1.7448509999999999,137.86820155344461,73.074428659649115,"G","G","G","|",".",".","."]
[1,2,12,{"$f":"INDEX(Assump!$C$30:$N$30,$A712)*INDEX(Assump!$C$56:$FN$56,($B712-1)*Hrs_in_dy+$C712)","v":0.64047833533817744},{"$f":"INDEX(ePrice!$F713:$K713,P_Off)*EPrice_Fac","v":119.36974875171754},15.55141824553718,null,15.55141824553718,13.478988304093566,1.7448509999999999,136.28400706793406,73.074428659649115,"G","G","G","|",".",".","."]
[1,2,13,{"$f":"INDEX(Assump!$C$30:$N$30,$A713)*INDEX(Assump!$C$56:$FN$56,($B713-1)*Hrs_in_dy+$C713)","v":0.64047833533817744},{"$f":"INDEX(ePrice!$F714:$K714,P_Off)*EPrice_Fac","v":127.93007935210767},15.55141824553718,null,15.55141824553718,13.478988304093566,1.7448509999999999,144.93080565418671,73.074428659649115,"G","G","G","|",".",".","."]
[1,2,14,{"$f":"INDEX(Assump!$C$30:$N$30,$A714)*INDEX(Assump!$C$56:$FN$56,($B714-1)*Hrs_in_dy+$C714)","v":0.64047833533817744},{"$f":"INDEX(ePrice!$F715:$K715,P_Off)*EPrice_Fac","v":123.30625114459765},15.55141824553718,null,15.55141824553718,13.478988304093566,1.7448509999999999,140.26027211124733,73.074428659649115,"G","G","G","|",".",".","."]
[1,2,15,{"$f":"INDEX(Assump!$C$30:$N$30,$A715)*INDEX(Assump!$C$56:$FN$56,($B715-1)*Hrs_in_dy+$C715)","v":0.64047833533817744},{"$f":"INDEX(ePrice!$F716:$K716,P_Off)*EPrice_Fac","v":156.07919566944892},15.55141824553718,null,15.55141824553718,13.478988304093566,1.7448509999999999,173.36425647978393,73.074428659649115,"G","G","G","|",".",".","."]
[1,2,16,{"$f":"INDEX(Assump!$C$30:$N$30,$A716)*INDEX(Assump!$C$56:$FN$56,($B716-1)*Hrs_in_dy+$C716)","v":0.64047833533817744},{"$f":"INDEX(ePrice!$F717:$K717,P_Off)*EPrice_Fac","v":145.41939712618941},15.55141824553718,null,15.55141824553718,13.478988304093566,1.7448509999999999,162.59678320376423,73.074428659649115,"G","G","G","|",".",".","."]
[1,2,17,{"$f":"INDEX(Assump!$C$30:$N$30,$A717)*INDEX(Assump!$C$56:$FN$56,($B717-1)*Hrs_in_dy+$C717)","v":0.64047833533817744},{"$f":"INDEX(ePrice!$F718:$K718,P_Off)*EPrice_Fac","v":140.25195668347212},15.55141824553718,null,15.55141824553718,13.478988304093566,1.7448509999999999,157.37714639293867,73.074428659649115,"G","G","G","|",".",".","."]
[1,2,18,{"$f":"INDEX(Assump!$C$30:$N$30,$A718)*INDEX(Assump!$C$56:$FN$56,($B718-1)*Hrs_in_dy+$C718)","v":0.64047833533817744},{"$f":"INDEX(ePrice!$F719:$K719,P_Off)*EPrice_Fac","v":129.21725315041451},15.55141824553718,null,15.55141824553718,13.478988304093566,1.7448509999999999,146.23098120803201,73.074428659649115,"G","G","G","|",".",".","."]
[1,2,19,{"$f":"INDEX(Assump!$C$30:$N$30,$A719)*INDEX(Assump!$C$56:$FN$56,($B719-1)*Hrs_in_dy+$C719)","v":0.64047833533817744},{"$f":"INDEX(ePrice!$F720:$K720,P_Off)*EPrice_Fac","v":119.58219491260313},15.55141824553718,null,15.55141824553718,13.478988304093566,1.7448509999999999,136.49859914963668,73.074428659649115,"G","G","G","|",".",".","."]
[1,2,20,{"$f":"INDEX(Assump!$C$30:$N$30,$A720)*INDEX(Assump!$C$56:$FN$56,($B720-1)*Hrs_in_dy+$C720)","v":0.64047833533817744},{"$f":"INDEX(ePrice!$F721:$K721,P_Off)*EPrice_Fac","v":113.93987481614161},15.55141824553718,null,15.55141824553718,13.478988304093566,1.7448509999999999,130.79928592088766,73.074428659649115,"G","G","G","|",".",".","."]
[1,2,21,{"$f":"INDEX(Assump!$C$30:$N$30,$A721)*INDEX(Assump!$C$56:$FN$56,($B721-1)*Hrs_in_dy+$C721)","v":0.64047833533817744},{"$f":"INDEX(ePrice!$F722:$K722,P_Off)*EPrice_Fac","v":112.3027896940232},15.55141824553718,null,15.55141824553718,13.478988304093566,1.7448509999999999,129.14566458541452,73.074428659649115,"G","G","G","|",".",".","."]
[1,2,22,{"$f":"INDEX(Assump!$C$30:$N$30,$A722)*INDEX(Assump!$C$56:$FN$56,($B722-1)*Hrs_in_dy+$C722)","v":0.64047833533817744},{"$f":"INDEX(ePrice!$F723:$K723,P_Off)*EPrice_Fac","v":130.34821653630547},15.55141824553718,null,15.55141824553718,13.478988304093566,1.7448509999999999,147.37336846650774,73.074428659649115,"G","G","G","|",".",".","."]
[1,2,23,{"$f":"INDEX(Assump!$C$30:$N$30,$A723)*INDEX(Assump!$C$56:$FN$56,($B723-1)*Hrs_in_dy+$C723)","v":0.64047833533817744},{"$f":"INDEX(ePrice!$F724:$K724,P_Off)*EPrice_Fac","v":126.68039605278062},15.55141824553718,null,15.55141824553718,13.478988304093566,1.7448509999999999,143.66849929123009,73.074428659649115,"G","G","G","|",".",".","."]
[1,2,24,{"$f":"INDEX(Assump!$C$30:$N$30,$A724)*INDEX(Assump!$C$56:$FN$56,($B724-1)*Hrs_in_dy+$C724)","v":0.64047833533817744},{"$f":"INDEX(ePrice!$F725:$K725,P_Off)*EPrice_Fac","v":112.57772001987516},15.55141824553718,null,15.55141824553718,13.478988304093566,1.7448509999999999,129.42337198526499,73.074428659649115,"G","G","G","|",".",".","."]
[1,3,1,{"$f":"INDEX(Assump!$C$30:$N$30,$A725)*INDEX(Assump!$C$56:$FN$56,($B725-1)*Hrs_in_dy+$C725)","v":0.64047833533817744},{"$f":"INDEX(ePrice!$F726:$K726,P_Off)*EPrice_Fac","v":111.8966426217419},15.55141824553718,null,15.55141824553718,13.478988304093566,1.7448509999999999,128.73541501745362,73.074428659649115,"G","G","G","|",15.371480048116251,15.371480048116251,15.371480048116251]
[1,3,2,{"$f":"INDEX(Assump!$C$30:$N$30,$A726)*INDEX(Assump!$C$56:$FN$56,($B726-1)*Hrs_in_dy+$C726)","v":0.64047833533817744},{"$f":"INDEX(ePrice!$F727:$K727,P_Off)*EPrice_Fac","v":111.72168695983615},15.55141824553718,null,15.55141824553718,13.478988304093566,1.7448509999999999,128.55869212663973,73.074428659649115,"G","G","G","|",".",".","."]
[1,3,3,{"$f":"INDEX(Assump!$C$30:$N$30,$A727)*INDEX(Assump!$C$56:$FN$56,($B727-1)*Hrs_in_dy+$C727)","v":0.64047833533817744},{"$f":"INDEX(ePrice!$F728:$K728,P_Off)*EPrice_Fac","v":108.14134430726419},15.55141824553718,null,15.55141824553718,13.478988304093566,1.7448509999999999,124.94218439676906,73.074428659649115,"G","G","G","|",".",".","."]
[1,3,4,{"$f":"INDEX(Assump!$C$30:$N$30,$A728)*INDEX(Assump!$C$56:$FN$56,($B728-1)*Hrs_in_dy+$C728)","v":0.64047833533817744},{"$f":"INDEX(ePrice!$F729:$K729,P_Off)*EPrice_Fac","v":104.49226907322928},15.55141824553718,null,15.55141824553718,13.478988304093566,1.7448509999999999,121.25624981693582,73.074428659649115,"G","G","G","|",".",".","."]
[1,3,5,{"$f":"INDEX(Assump!$C$30:$N$30,$A729)*INDEX(Assump!$C$56:$FN$56,($B729-1)*Hrs_in_dy+$C729)","v":0.64047833533817744},{"$f":"INDEX(ePrice!$F730:$K730,P_Off)*EPrice_Fac","v":101.89917622712569},15.55141824553718,null,15.55141824553718,13.478988304093566,1.7448509999999999,118.63696411380089,73.074428659649115,"G","G","G","|",".",".","."]
[1,3,6,{"$f":"INDEX(Assump!$C$30:$N$30,$A730)*INDEX(Assump!$C$56:$FN$56,($B730-1)*Hrs_in_dy+$C730)","v":0.64047833533817744},{"$f":"INDEX(ePrice!$F731:$K731,P_Off)*EPrice_Fac","v":109.36603394060467},15.55141824553718,null,15.55141824553718,13.478988304093566,1.7448509999999999,126.17924463246651,73.074428659649115,"G","G","G","|",".",".","."]
[1,3,7,{"$f":"INDEX(Assump!$C$30:$N$30,$A731)*INDEX(Assump!$C$56:$FN$56,($B731-1)*Hrs_in_dy+$C731)","v":0.64047833533817744},{"$f":"INDEX(ePrice!$F732:$K732,P_Off)*EPrice_Fac","v":113.73367707175264},15.55141824553718,null,15.55141824553718,13.478988304093566,1.7448509999999999,130.59100537099982,73.074428659649115,"G","G","G","|",".",".","."]
[1,3,8,{"$f":"INDEX(Assump!$C$30:$N$30,$A732)*INDEX(Assump!$C$56:$FN$56,($B732-1)*Hrs_in_dy+$C732)","v":0.64047833533817744},{"$f":"INDEX(ePrice!$F733:$K733,P_Off)*EPrice_Fac","v":102.76145770366136},15.55141824553718,null,15.55141824553718,13.478988304093566,1.7448509999999999,119.50795550424095,73.074428659649115,"G","G","G","|",".",".","."]
[1,3,9,{"$f":"INDEX(Assump!$C$30:$N$30,$A733)*INDEX(Assump!$C$56:$FN$56,($B733-1)*Hrs_in_dy+$C733)","v":0.64047833533817744},{"$f":"INDEX(ePrice!$F734:$K734,P_Off)*EPrice_Fac","v":119.40099083420071},15.55141824553718,null,15.55141824553718,13.478988304093566,1.7448509999999999,136.31556472700797,73.074428659649115,"G","G","G","|",".",".","."]
[1,3,10,{"$f":"INDEX(Assump!$C$30:$N$30,$A734)*INDEX(Assump!$C$56:$FN$56,($B734-1)*Hrs_in_dy+$C734)","v":0.64047833533817744},{"$f":"INDEX(ePrice!$F735:$K735,P_Off)*EPrice_Fac","v":125.80561774325173},15.55141824553718,null,15.55141824553718,13.478988304093566,1.7448509999999999,142.78488483716052,73.074428659649115,"G","G","G","|",".",".","."]
[1,3,11,{"$f":"INDEX(Assump!$C$30:$N$30,$A735)*INDEX(Assump!$C$56:$FN$56,($B735-1)*Hrs_in_dy+$C735)","v":0.64047833533817744},{"$f":"INDEX(ePrice!$F736:$K736,P_Off)*EPrice_Fac","v":113.17756800355211},15.55141824553718,null,15.55141824553718,13.478988304093566,1.7448509999999999,130.02927903948415,73.074428659649115,"G","G","G","|",".",".","."]
[1,3,12,{"$f":"INDEX(Assump!$C$30:$N$30,$A736)*INDEX(Assump!$C$56:$FN$56,($B736-1)*Hrs_in_dy+$C736)","v":0.64047833533817744},{"$f":"INDEX(ePrice!$F737:$K737,P_Off)*EPrice_Fac","v":116.58295499421826},15.55141824553718,null,15.55141824553718,13.478988304093566,1.7448509999999999,133.46906387854085,73.074428659649115,"G","G","G","|",".",".","."]
[1,3,13,{"$f":"INDEX(Assump!$C$30:$N$30,$A737)*INDEX(Assump!$C$56:$FN$56,($B737-1)*Hrs_in_dy+$C737)","v":0.64047833533817744},{"$f":"INDEX(ePrice!$F738:$K738,P_Off)*EPrice_Fac","v":122.25651717316296},15.55141824553718,null,15.55141824553718,13.478988304093566,1.7448509999999999,139.19993476636378,73.074428659649115,"G","G","G","|",".",".","."]
[1,3,14,{"$f":"INDEX(Assump!$C$30:$N$30,$A738)*INDEX(Assump!$C$56:$FN$56,($B738-1)*Hrs_in_dy+$C738)","v":0.64047833533817744},{"$f":"INDEX(ePrice!$F739:$K739,P_Off)*EPrice_Fac","v":120.95059812536621},15.55141824553718,null,15.55141824553718,13.478988304093566,1.7448509999999999,137.88082461707413,73.074428659649115,"G","G","G","|",".",".","."]
[1,3,15,{"$f":"INDEX(Assump!$C$30:$N$30,$A739)*INDEX(Assump!$C$56:$FN$56,($B739-1)*Hrs_in_dy+$C739)","v":0.64047833533817744},{"$f":"INDEX(ePrice!$F740:$K740,P_Off)*EPrice_Fac","v":120.08831664883057},15.55141824553718,null,15.55141824553718,13.478988304093566,1.7448509999999999,137.0098332266341,73.074428659649115,"G","G","G","|",".",".","."]
[1,3,16,{"$f":"INDEX(Assump!$C$30:$N$30,$A740)*INDEX(Assump!$C$56:$FN$56,($B740-1)*Hrs_in_dy+$C740)","v":0.64047833533817744},{"$f":"INDEX(ePrice!$F741:$K741,P_Off)*EPrice_Fac","v":123.19377964765825},15.55141824553718,null,15.55141824553718,13.478988304093566,1.7448509999999999,140.14666453858126,73.074428659649115,"G","G","G","|",".",".","."]
[1,3,17,{"$f":"INDEX(Assump!$C$30:$N$30,$A741)*INDEX(Assump!$C$56:$FN$56,($B741-1)*Hrs_in_dy+$C741)","v":0.64047833533817744},{"$f":"INDEX(ePrice!$F742:$K742,P_Off)*EPrice_Fac","v":123.64991405191259},15.55141824553718,null,15.55141824553718,13.478988304093566,1.7448509999999999,140.60740636106038,73.074428659649115,"G","G","G","|",".",".","."]
[1,3,18,{"$f":"INDEX(Assump!$C$30:$N$30,$A742)*INDEX(Assump!$C$56:$FN$56,($B742-1)*Hrs_in_dy+$C742)","v":0.64047833533817744},{"$f":"INDEX(ePrice!$F743:$K743,P_Off)*EPrice_Fac","v":139.02726705013166},15.55141824553718,null,15.55141824553718,13.478988304093566,1.7448509999999999,156.14008615724126,73.074428659649115,"G","G","G","|",".",".","."]
[1,3,19,{"$f":"INDEX(Assump!$C$30:$N$30,$A743)*INDEX(Assump!$C$56:$FN$56,($B743-1)*Hrs_in_dy+$C743)","v":0.64047833533817744},{"$f":"INDEX(ePrice!$F744:$K744,P_Off)*EPrice_Fac","v":121.05682120580903},15.55141824553718,null,15.55141824553718,13.478988304093566,1.7448509999999999,137.98812065792546,73.074428659649115,"G","G","G","|",".",".","."]
[1,3,20,{"$f":"INDEX(Assump!$C$30:$N$30,$A744)*INDEX(Assump!$C$56:$FN$56,($B744-1)*Hrs_in_dy+$C744)","v":0.64047833533817744},{"$f":"INDEX(ePrice!$F745:$K745,P_Off)*EPrice_Fac","v":114.23355039148345},15.55141824553718,null,15.55141824553718,13.478988304093566,1.7448509999999999,131.09592791618246,73.074428659649115,"G","G","G","|",".",".","."]
[1,3,21,{"$f":"INDEX(Assump!$C$30:$N$30,$A745)*INDEX(Assump!$C$56:$FN$56,($B745-1)*Hrs_in_dy+$C745)","v":0.64047833533817744},{"$f":"INDEX(ePrice!$F746:$K746,P_Off)*EPrice_Fac","v":91.545550092201282},15.55141824553718,null,15.55141824553718,13.478988304093566,1.7448509999999999,108.17875589670551,73.074428659649115,"G","G","G","|",".",".","."]
[1,3,22,{"$f":"INDEX(Assump!$C$30:$N$30,$A746)*INDEX(Assump!$C$56:$FN$56,($B746-1)*Hrs_in_dy+$C746)","v":0.64047833533817744},{"$f":"INDEX(ePrice!$F747:$K747,P_Off)*EPrice_Fac","v":117.39524913878083},15.55141824553718,null,15.55141824553718,13.478988304093566,1.7448509999999999,134.28956301446263,73.074428659649115,"G","G","G","|",".",".","."]
[1,3,23,{"$f":"INDEX(Assump!$C$30:$N$30,$A747)*INDEX(Assump!$C$56:$FN$56,($B747-1)*Hrs_in_dy+$C747)","v":0.64047833533817744},{"$f":"INDEX(ePrice!$F748:$K748,P_Off)*EPrice_Fac","v":122.90010407231638},15.55141824553718,null,15.55141824553718,13.478988304093566,1.7448509999999999,139.85002254328643,73.074428659649115,"G","G","G","|",".",".","."]
[1,3,24,{"$f":"INDEX(Assump!$C$30:$N$30,$A748)*INDEX(Assump!$C$56:$FN$56,($B748-1)*Hrs_in_dy+$C748)","v":0.64047833533817744},{"$f":"INDEX(ePrice!$F749:$K749,P_Off)*EPrice_Fac","v":110.11584392020092},15.55141824553718,null,15.55141824553718,13.478988304093566,1.7448509999999999,126.93662845024051,73.074428659649115,"G","G","G","|",".",".","."]
[1,4,1,{"$f":"INDEX(Assump!$C$30:$N$30,$A749)*INDEX(Assump!$C$56:$FN$56,($B749-1)*Hrs_in_dy+$C749)","v":0.64047833533817744},{"$f":"INDEX(ePrice!$F750:$K750,P_Off)*EPrice_Fac","v":117.97010345647126},15.55141824553718,null,15.55141824553718,13.478988304093566,1.7448509999999999,134.87022394142267,73.074428659649115,"G","G","G","|",15.371480048116251,15.371480048116251,15.371480048116251]
[1,4,2,{"$f":"INDEX(Assump!$C$30:$N$30,$A750)*INDEX(Assump!$C$56:$FN$56,($B750-1)*Hrs_in_dy+$C750)","v":0.64047833533817744},{"$f":"INDEX(ePrice!$F751:$K751,P_Off)*EPrice_Fac","v":116.83289165408368},15.55141824553718,null,15.55141824553718,13.478988304093566,1.7448509999999999,133.72152515113217,73.074428659649115,"G","G","G","|",".",".","."]
[1,4,3,{"$f":"INDEX(Assump!$C$30:$N$30,$A751)*INDEX(Assump!$C$56:$FN$56,($B751-1)*Hrs_in_dy+$C751)","v":0.64047833533817744},{"$f":"INDEX(ePrice!$F752:$K752,P_Off)*EPrice_Fac","v":103.04888486250658},15.55141824553718,null,15.55141824553718,13.478988304093566,1.7448509999999999,119.79828596772097,73.074428659649115,"G","G","G","|",".",".","."]
[1,4,4,{"$f":"INDEX(Assump!$C$30:$N$30,$A752)*INDEX(Assump!$C$56:$FN$56,($B752-1)*Hrs_in_dy+$C752)","v":0.64047833533817744},{"$f":"INDEX(ePrice!$F753:$K753,P_Off)*EPrice_Fac","v":103.04888486250658},15.55141824553718,null,15.55141824553718,13.478988304093566,1.7448509999999999,119.79828596772097,73.074428659649115,"G","G","G","|",".",".","."]
[1,4,5,{"$f":"INDEX(Assump!$C$30:$N$30,$A753)*INDEX(Assump!$C$56:$FN$56,($B753-1)*Hrs_in_dy+$C753)","v":0.64047833533817744},{"$f":"INDEX(ePrice!$F754:$K754,P_Off)*EPrice_Fac","v":101.9866540580786},15.55141824553718,null,15.55141824553718,13.478988304093566,1.7448509999999999,118.72532555920786,73.074428659649115,"G","G","G","|",".",".","."]
[1,4,6,{"$f":"INDEX(Assump!$C$30:$N$30,$A754)*INDEX(Assump!$C$56:$FN$56,($B754-1)*Hrs_in_dy+$C754)","v":0.64047833533817744},{"$f":"INDEX(ePrice!$F755:$K755,P_Off)*EPrice_Fac","v":109.68470318193309},15.55141824553718,null,15.55141824553718,13.478988304093566,1.7448509999999999,126.50113275502048,73.074428659649115,"G","G","G","|",".",".","."]
[1,4,7,{"$f":"INDEX(Assump!$C$30:$N$30,$A755)*INDEX(Assump!$C$56:$FN$56,($B755-1)*Hrs_in_dy+$C755)","v":0.64047833533817744},{"$f":"INDEX(ePrice!$F756:$K756,P_Off)*EPrice_Fac","v":111.76542587531257},15.55141824553718,null,15.55141824553718,13.478988304093566,1.7448509999999999,128.60287284934319,73.074428659649115,"G","G","G","|",".",".","."]
[1,4,8,{"$f":"INDEX(Assump!$C$30:$N$30,$A756)*INDEX(Assump!$C$56:$FN$56,($B756-1)*Hrs_in_dy+$C756)","v":0.64047833533817744},{"$f":"INDEX(ePrice!$F757:$K757,P_Off)*EPrice_Fac","v":101.79920156317955},15.55141824553718,null,15.55141824553718,13.478988304093566,1.7448509999999999,118.53597960476438,73.074428659649115,"G","G","G","|",".",".","."]
[1,4,9,{"$f":"INDEX(Assump!$C$30:$N$30,$A757)*INDEX(Assump!$C$56:$FN$56,($B757-1)*Hrs_in_dy+$C757)","v":0.64047833533817744},{"$f":"INDEX(ePrice!$F758:$K758,P_Off)*EPrice_Fac","v":138.2212213220657},15.55141824553718,null,15.55141824553718,13.478988304093566,1.7448509999999999,155.32589855313424,73.074428659649115,"G","G","G","|",".",".","."]
[1,4,10,{"$f":"INDEX(Assump!$C$30:$N$30,$A758)*INDEX(Assump!$C$56:$FN$56,($B758-1)*Hrs_in_dy+$C758)","v":0.64047833533817744},{"$f":"INDEX(ePrice!$F759:$K759,P_Off)*EPrice_Fac","v":133.96604968785721},15.55141824553718,null,15.55141824553718,13.478988304093566,1.7448509999999999,151.02774538726706,73.074428659649115,"G","G","G","|",".",".","."]
[1,4,11,{"$f":"INDEX(Assump!$C$30:$N$30,$A759)*INDEX(Assump!$C$56:$FN$56,($B759-1)*Hrs_in_dy+$C759)","v":0.64047833533817744},{"$f":"INDEX(ePrice!$F760:$K760,P_Off)*EPrice_Fac","v":131.41044734073344},15.55141824553718,null,15.55141824553718,13.478988304093566,1.7448509999999999,148.44632887502084,73.074428659649115,"G","G","G","|",".",".","."]
[1,4,12,{"$f":"INDEX(Assump!$C$30:$N$30,$A760)*INDEX(Assump!$C$56:$FN$56,($B760-1)*Hrs_in_dy+$C760)","v":0.64047833533817744},{"$f":"INDEX(ePrice!$F761:$K761,P_Off)*EPrice_Fac","v":140.15823043602262},15.55141824553718,null,15.55141824553718,13.478988304093566,1.7448509999999999,157.28247341571696,73.074428659649115,"G","G","G","|",".",".","."]
[1,4,13,{"$f":"INDEX(Assump!$C$30:$N$30,$A761)*INDEX(Assump!$C$56:$FN$56,($B761-1)*Hrs_in_dy+$C761)","v":0.64047833533817744},{"$f":"INDEX(ePrice!$F762:$K762,P_Off)*EPrice_Fac","v":159.40960166215547},15.55141824553718,null,15.55141824553718,13.478988304093566,1.7448509999999999,176.72830293706329,73.074428659649115,"G","G","G","|",".",".","."]
[1,4,14,{"$f":"INDEX(Assump!$C$30:$N$30,$A762)*INDEX(Assump!$C$56:$FN$56,($B762-1)*Hrs_in_dy+$C762)","v":0.64047833533817744},{"$f":"INDEX(ePrice!$F763:$K763,P_Off)*EPrice_Fac","v":157.6600450430976},15.55141824553718,null,15.55141824553718,13.478988304093566,1.7448509999999999,174.961074028924,73.074428659649115,"G","G","G","|",".",".","."]
[1,4,15,{"$f":"INDEX(Assump!$C$30:$N$30,$A763)*INDEX(Assump!$C$56:$FN$56,($B763-1)*Hrs_in_dy+$C763)","v":0.64047833533817744},{"$f":"INDEX(ePrice!$F764:$K764,P_Off)*EPrice_Fac","v":157.4413504657154},15.55141824553718,null,15.55141824553718,13.478988304093566,1.7448509999999999,174.74017041540665,73.074428659649115,"G","G","G","|",".",".","."]
[1,4,16,{"$f":"INDEX(Assump!$C$30:$N$30,$A764)*INDEX(Assump!$C$56:$FN$56,($B764-1)*Hrs_in_dy+$C764)","v":0.64047833533817744},{"$f":"INDEX(ePrice!$F765:$K765,P_Off)*EPrice_Fac","v":156.07919566944892},15.55141824553718,null,15.55141824553718,13.478988304093566,1.7448509999999999,173.36425647978393,73.074428659649115,"G","G","G","|",".",".","."]
[1,4,17,{"$f":"INDEX(Assump!$C$30:$N$30,$A765)*INDEX(Assump!$C$56:$FN$56,($B765-1)*Hrs_in_dy+$C765)","v":0.64047833533817744},{"$f":"INDEX(ePrice!$F766:$K766,P_Off)*EPrice_Fac","v":158.44734552167364},15.55141824553718,null,15.55141824553718,13.478988304093566,1.7448509999999999,175.75632703758669,73.074428659649115,"G","G","G","|",".",".","."]
[1,4,18,{"$f":"INDEX(Assump!$C$30:$N$30,$A766)*INDEX(Assump!$C$56:$FN$56,($B766-1)*Hrs_in_dy+$C766)","v":0.64047833533817744},{"$f":"INDEX(ePrice!$F767:$K767,P_Off)*EPrice_Fac","v":149.21843435614355},15.55141824553718,null,15.55141824553718,13.478988304093566,1.7448509999999999,166.43419454715226,73.074428659649115,"G","G","G","|",".",".","."]
[1,4,19,{"$f":"INDEX(Assump!$C$30:$N$30,$A767)*INDEX(Assump!$C$56:$FN$56,($B767-1)*Hrs_in_dy+$C767)","v":0.64047833533817744},{"$f":"INDEX(ePrice!$F768:$K768,P_Off)*EPrice_Fac","v":141.53913048177895},15.55141824553718,null,15.55141824553718,13.478988304093566,1.7448509999999999,158.67732194678396,73.074428659649115,"G","G","G","|",".",".","."]
[1,4,20,{"$f":"INDEX(Assump!$C$30:$N$30,$A768)*INDEX(Assump!$C$56:$FN$56,($B768-1)*Hrs_in_dy+$C768)","v":0.64047833533817744},{"$f":"INDEX(ePrice!$F769:$K769,P_Off)*EPrice_Fac","v":139.32719104197014},15.55141824553718,null,15.55141824553718,13.478988304093566,1.7448509999999999,156.44303968435082,73.074428659649115,"G","G","G","|",".",".","."]
[1,4,21,{"$f":"INDEX(Assump!$C$30:$N$30,$A769)*INDEX(Assump!$C$56:$FN$56,($B769-1)*Hrs_in_dy+$C769)","v":0.64047833533817744},{"$f":"INDEX(ePrice!$F770:$K770,P_Off)*EPrice_Fac","v":116.18305633843362},15.55141824553718,null,15.55141824553718,13.478988304093566,1.7448509999999999,133.06512584239476,73.074428659649115,"G","G","G","|",".",".","."]
[1,4,22,{"$f":"INDEX(Assump!$C$30:$N$30,$A770)*INDEX(Assump!$C$56:$FN$56,($B770-1)*Hrs_in_dy+$C770)","v":0.64047833533817744},{"$f":"INDEX(ePrice!$F771:$K771,P_Off)*EPrice_Fac","v":113.59621190882669},15.55141824553718,null,15.55141824553718,13.478988304093566,1.7448509999999999,130.4521516710746,73.074428659649115,"G","G","G","|",".",".","."]
[1,4,23,{"$f":"INDEX(Assump!$C$30:$N$30,$A771)*INDEX(Assump!$C$56:$FN$56,($B771-1)*Hrs_in_dy+$C771)","v":0.64047833533817744},{"$f":"INDEX(ePrice!$F772:$K772,P_Off)*EPrice_Fac","v":126.31798789597579},15.55141824553718,null,15.55141824553718,13.478988304093566,1.7448509999999999,143.3024304459727,73.074428659649115,"G","G","G","|",".",".","."]
[1,4,24,{"$f":"INDEX(Assump!$C$30:$N$30,$A772)*INDEX(Assump!$C$56:$FN$56,($B772-1)*Hrs_in_dy+$C772)","v":0.64047833533817744},{"$f":"INDEX(ePrice!$F773:$K773,P_Off)*EPrice_Fac","v":116.32052150135959},15.55141824553718,null,15.55141824553718,13.478988304093566,1.7448509999999999,133.20397954231998,73.074428659649115,"G","G","G","|",".",".","."]
[1,5,1,{"$f":"INDEX(Assump!$C$30:$N$30,$A773)*INDEX(Assump!$C$56:$FN$56,($B773-1)*Hrs_in_dy+$C773)","v":0.64047833533817744},{"$f":"INDEX(ePrice!$F774:$K774,P_Off)*EPrice_Fac","v":130.12327354242657},{"$f":"Nwk_Elec_Var","v":15.55141824553718},null,15.55141824553718,{"$f":"IF(Other_fuel=\"Gas\",\nCHOOSE(Gas_price_option,Other_fuel_price_wholesale_flex,Gas_elec_m*$E773+Gas_elec_c),\nOther_fuel_price_wholesale_flex)","v":13.478988304093566},{"$f":"IF(Other_fuel=\"Gas\",Nwk_Gas_Var,0)","v":1.7448509999999999},147.14615332117552,73.074428659649115,{"$f":"IF(K773<L773,ID_E,ID_O)","v":"G"},{"$f":"IF($C773=1,IF(SUM($D773:$D796)=0,\".\",IF(SUMPRODUCT($K773:$K796,$D773:$D796)<SUMPRODUCT($L773:$L796,$D773:$D796),ID_E,ID_O)),N772)","v":"G"},{"$f":"IF(SUM($B773:$C773)=2,IF(SUMPRODUCT($K773:$K940,$D773:$D940)<SUMPRODUCT($L773:$L940,$D773:$D940),ID_E,ID_O),O772)","v":"G"},"|",{"$f":"IF($C773=1,SUMIFS($D773:$D796,M773:M796,ID_O),\".\")","v":15.371480048116251},{"$f":"IF($C773=1,SUMIFS($D773:$D796,N773:N796,ID_O),\".\")","v":15.371480048116251},{"$f":"IF($C773=1,SUMIFS($D773:$D796,O773:O796,ID_O),\".\")","v":15.371480048116251}]
[1,5,2,{"$f":"INDEX(Assump!$C$30:$N$30,$A774)*INDEX(Assump!$C$56:$FN$56,($B774-1)*Hrs_in_dy+$C774)","v":0.64047833533817744},{"$f":"INDEX(ePrice!$F775:$K775,P_Off)*EPrice_Fac","v":124.69339960685065},15.55141824553718,null,{"$f":"SUM($F774:$G774)","v":15.55141824553718},13.478988304093566,1.7448509999999999,{"$f":"SUM(E774,H774)/COP_Elec","v":141.66143217412912},{"$f":"SUM(I774:J774)*GJ_MWh/COP_Other","v":73.074428659649115},"G","G","G","|",".",".","."]
[1,5,3,{"$f":"INDEX(Assump!$C$30:$N$30,$A775)*INDEX(Assump!$C$56:$FN$56,($B775-1)*Hrs_in_dy+$C775)","v":0.64047833533817744},{"$f":"INDEX(ePrice!$F776:$K776,P_Off)*EPrice_Fac","v":106.27931619126693},15.55141824553718,null,15.55141824553718,13.478988304093566,1.7448509999999999,123.06134791596375,73.074428659649115,"G","G","G","|",".",".","."]
[1,5,4,{"$f":"INDEX(Assump!$C$30:$N$30,$A776)*INDEX(Assump!$C$56:$FN$56,($B776-1)*Hrs_in_dy+$C776)","v":0.64047833533817744},{"$f":"INDEX(ePrice!$F777:$K777,P_Off)*EPrice_Fac","v":104.24858082986051},15.55141824553718,null,15.55141824553718,13.478988304093566,1.7448509999999999,121.01010007615929,73.074428659649115,"G","G","G","|",".",".","."]
[1,5,5,{"$f":"INDEX(Assump!$C$30:$N$30,$A777)*INDEX(Assump!$C$56:$FN$56,($B777-1)*Hrs_in_dy+$C777)","v":0.64047833533817744},{"$f":"INDEX(ePrice!$F778:$K778,P_Off)*EPrice_Fac","v":116.11432375697063},15.55141824553718,null,15.55141824553718,13.478988304093566,1.7448509999999999,132.99569899243212,73.074428659649115,"G","G","G","|",".",".","."]
[1,5,6,{"$f":"INDEX(Assump!$C$30:$N$30,$A778)*INDEX(Assump!$C$56:$FN$56,($B778-1)*Hrs_in_dy+$C778)","v":0.64047833533817744},{"$f":"INDEX(ePrice!$F779:$K779,P_Off)*EPrice_Fac","v":131.61664508512237},15.55141824553718,null,15.55141824553718,13.478988304093566,1.7448509999999999,148.65460942490864,73.074428659649115,"G","G","G","|",".",".","."]
[1,5,7,{"$f":"INDEX(Assump!$C$30:$N$30,$A779)*INDEX(Assump!$C$56:$FN$56,($B779-1)*Hrs_in_dy+$C779)","v":0.64047833533817744},{"$f":"INDEX(ePrice!$F780:$K780,P_Off)*EPrice_Fac","v":140.94553091459863},15.55141824553718,null,15.55141824553718,13.478988304093566,1.7448509999999999,158.07772642437962,73.074428659649115,"G","G","G","|",".",".","."]
[1,5,8,{"$f":"INDEX(Assump!$C$30:$N$30,$A780)*INDEX(Assump!$C$56:$FN$56,($B780-1)*Hrs_in_dy+$C780)","v":0.64047833533817744},{"$f":"INDEX(ePrice!$F781:$K781,P_Off)*EPrice_Fac","v":96.319340295630539},15.55141824553718,null,15.55141824553718,13.478988304093566,1.7448509999999999,113.00076620319972,73.074428659649115,"G","G","G","|",".",".","."]
[1,5,9,{"$f":"INDEX(Assump!$C$30:$N$30,$A781)*INDEX(Assump!$C$56:$FN$56,($B781-1)*Hrs_in_dy+$C781)","v":0.64047833533817744},{"$f":"INDEX(ePrice!$F782:$K782,P_Off)*EPrice_Fac","v":138.72734305829314},15.55141824553718,null,15.55141824553718,13.478988304093566,1.7448509999999999,155.83713263013163,73.074428659649115,"G","G","G","|",".",".","."]
[1,5,10,{"$f":"INDEX(Assump!$C$30:$N$30,$A782)*INDEX(Assump!$C$56:$FN$56,($B782-1)*Hrs_in_dy+$C782)","v":0.64047833533817744},{"$f":"INDEX(ePrice!$F783:$K783,P_Off)*EPrice_Fac","v":144.16971382686236},15.55141824553718,null,15.55141824553718,13.478988304093566,1.7448509999999999,161.33447684080761,73.074428659649115,"G","G","G","|",".",".","."]
[1,5,11,{"$f":"INDEX(Assump!$C$30:$N$30,$A783)*INDEX(Assump!$C$56:$FN$56,($B783-1)*Hrs_in_dy+$C783)","v":0.64047833533817744},{"$f":"INDEX(ePrice!$F784:$K784,P_Off)*EPrice_Fac","v":143.36991651529306},15.55141824553718,null,15.55141824553718,13.478988304093566,1.7448509999999999,160.52660076851538,73.074428659649115,"G","G","G","|",".",".","."]
[1,5,12,{"$f":"INDEX(Assump!$C$30:$N$30,$A784)*INDEX(Assump!$C$56:$FN$56,($B784-1)*Hrs_in_dy+$C784)","v":0.64047833533817744},{"$f":"INDEX(ePrice!$F785:$K785,P_Off)*EPrice_Fac","v":147.75005647943428},15.55141824553718,null,15.55141824553718,13.478988304093566,1.7448509999999999,164.95098457067823,73.074428659649115,"G","G","G","|",".",".","."]
[1,5,13,{"$f":"INDEX(Assump!$C$30:$N$30,$A785)*INDEX(Assump!$C$56:$FN$56,($B785-1)*Hrs_in_dy+$C785)","v":0.64047833533817744},{"$f":"INDEX(ePrice!$F786:$K786,P_Off)*EPrice_Fac","v":144.18221065985563},15.55141824553718,null,15.55141824553718,13.478988304093566,1.7448509999999999,161.34709990443719,73.074428659649115,"G","G","G","|",".",".","."]
[1,5,14,{"$f":"INDEX(Assump!$C$30:$N$30,$A786)*INDEX(Assump!$C$56:$FN$56,($B786-1)*Hrs_in_dy+$C786)","v":0.64047833533817744},{"$f":"INDEX(ePrice!$F787:$K787,P_Off)*EPrice_Fac","v":143.51987851121231},15.55141824553718,null,15.55141824553718,13.478988304093566,1.7448509999999999,160.6780775320702,73.074428659649115,"G","G","G","|",".",".","."]
[1,5,15,{"$f":"INDEX(Assump!$C$30:$N$30,$A787)*INDEX(Assump!$C$56:$FN$56,($B787-1)*Hrs_in_dy+$C787)","v":0.64047833533817744},{"$f":"INDEX(ePrice!$F788:$K788,P_Off)*EPrice_Fac","v":143.35117126580317},15.55141824553718,null,15.55141824553718,13.478988304093566,1.7448509999999999,160.50766617307107,73.074428659649115,"G","G","G","|",".",".","."]
[1,5,16,{"$f":"INDEX(Assump!$C$30:$N$30,$A788)*INDEX(Assump!$C$56:$FN$56,($B788-1)*Hrs_in_dy+$C788)","v":0.64047833533817744},{"$f":"INDEX(ePrice!$F789:$K789,P_Off)*EPrice_Fac","v":141.86404813960399},15.55141824553718,null,15.55141824553718,13.478988304093566,1.7448509999999999,159.00552160115271,73.074428659649115,"G","G","G","|",".",".","."]
[1,5,17,{"$f":"INDEX(Assump!$C$30:$N$30,$A789)*INDEX(Assump!$C$56:$FN$56,($B789-1)*Hrs_in_dy+$C789)","v":0.64047833533817744},{"$f":"INDEX(ePrice!$F790:$K790,P_Off)*EPrice_Fac","v":175.36180897806491},15.55141824553718,null,15.55141824553718,13.478988304093566,1.7448509999999999,192.84164366020414,73.074428659649115,"G","G","G","|",".",".","."]
[1,5,18,{"$f":"INDEX(Assump!$C$30:$N$30,$A790)*INDEX(Assump!$C$56:$FN$56,($B790-1)*Hrs_in_dy+$C790)","v":0.64047833533817744},{"$f":"INDEX(ePrice!$F791:$K791,P_Off)*EPrice_Fac","v":123.76863396534864},15.55141824553718,null,15.55141824553718,13.478988304093566,1.7448509999999999,140.72732546554124,73.074428659649115,"G","G","G","|",".",".","."]
[1,5,19,{"$f":"INDEX(Assump!$C$30:$N$30,$A791)*INDEX(Assump!$C$56:$FN$56,($B791-1)*Hrs_in_dy+$C791)","v":0.64047833533817744},{"$f":"INDEX(ePrice!$F792:$K792,P_Off)*EPrice_Fac","v":118.70116818657758},15.55141824553718,null,15.55141824553718,13.478988304093566,1.7448509999999999,135.60867316375229,73.074428659649115,"G","G","G","|",".",".","."]
[1,5,20,{"$f":"INDEX(Assump!$C$30:$N$30,$A792)*INDEX(Assump!$C$56:$FN$56,($B792-1)*Hrs_in_dy+$C792)","v":0.64047833533817744},{"$f":"INDEX(ePrice!$F793:$K793,P_Off)*EPrice_Fac","v":116.90787265204331},15.55141824553718,null,15.55141824553718,13.478988304093566,1.7448509999999999,133.7972635329096,73.074428659649115,"G","G","G","|",".",".","."]
[1,5,21,{"$f":"INDEX(Assump!$C$30:$N$30,$A793)*INDEX(Assump!$C$56:$FN$56,($B793-1)*Hrs_in_dy+$C793)","v":0.64047833533817744},{"$f":"INDEX(ePrice!$F794:$K794,P_Off)*EPrice_Fac","v":114.77091421019408},15.55141824553718,null,15.55141824553718,13.478988304093566,1.7448509999999999,131.6387196522538,73.074428659649115,"G","G","G","|",".",".","."]
[1,5,22,{"$f":"INDEX(Assump!$C$30:$N$30,$A794)*INDEX(Assump!$C$56:$FN$56,($B794-1)*Hrs_in_dy+$C794)","v":0.64047833533817744},{"$f":"INDEX(ePrice!$F795:$K795,P_Off)*EPrice_Fac","v":124.68715119035403},15.55141824553718,null,15.55141824553718,13.478988304093566,1.7448509999999999,141.65512064231436,73.074428659649115,"G","G","G","|",".",".","."]
[1,5,23,{"$f":"INDEX(Assump!$C$30:$N$30,$A795)*INDEX(Assump!$C$56:$FN$56,($B795-1)*Hrs_in_dy+$C795)","v":0.64047833533817744},{"$f":"INDEX(ePrice!$F796:$K796,P_Off)*EPrice_Fac","v":106.62297909858185},15.55141824553718,null,15.55141824553718,13.478988304093566,1.7448509999999999,123.4084821657768,73.074428659649115,"G","G","G","|",".",".","."]
[1,5,24,{"$f":"INDEX(Assump!$C$30:$N$30,$A796)*INDEX(Assump!$C$56:$FN$56,($B796-1)*Hrs_in_dy+$C796)","v":0.64047833533817744},{"$f":"INDEX(ePrice!$F797:$K797,P_Off)*EPrice_Fac","v":111.6092154628967},15.55141824553718,null,15.55141824553718,13.478988304093566,1.7448509999999999,128.4450845539736,73.074428659649115,"G","G","G","|",".",".","."]
[1,6,1,{"$f":"INDEX(Assump!$C$30:$N$30,$A797)*INDEX(Assump!$C$56:$FN$56,($B797-1)*Hrs_in_dy+$C797)","v":0.64047833533817744},{"$f":"INDEX(ePrice!$F798:$K798,P_Off)*EPrice_Fac","v":109.92214300880524},15.55141824553718,null,15.55141824553718,13.478988304093566,1.7448509999999999,126.74097096398224,73.074428659649115,"G","G","G","|",15.371480048116251,15.371480048116251,15.371480048116251]
[1,6,2,{"$f":"INDEX(Assump!$C$30:$N$30,$A798)*INDEX(Assump!$C$56:$FN$56,($B798-1)*Hrs_in_dy+$C798)","v":0.64047833533817744},{"$f":"INDEX(ePrice!$F799:$K799,P_Off)*EPrice_Fac","v":100.09338385959815},15.55141824553718,null,15.55141824553718,13.478988304093566,1.7448509999999999,116.81293141932862,73.074428659649115,"G","G","G","|",".",".","."]
[1,6,3,{"$f":"INDEX(Assump!$C$30:$N$30,$A799)*INDEX(Assump!$C$56:$FN$56,($B799-1)*Hrs_in_dy+$C799)","v":0.64047833533817744},{"$f":"INDEX(ePrice!$F800:$K800,P_Off)*EPrice_Fac","v":98.924929974727391},15.55141824553718,null,15.55141824553718,13.478988304093566,1.7448509999999999,115.63267496996421,73.074428659649115,"G","G","G","|",".",".","."]
[1,6,4,{"$f":"INDEX(Assump!$C$30:$N$30,$A800)*INDEX(Assump!$C$56:$FN$56,($B800-1)*Hrs_in_dy+$C800)","v":0.64047833533817744},{"$f":"INDEX(ePrice!$F801:$K801,P_Off)*EPrice_Fac","v":96.787971532878174},15.55141824553718,null,15.55141824553718,13.478988304093566,1.7448509999999999,113.47413108930844,73.074428659649115,"G","G","G","|",".",".","."]
[1,6,5,{"$f":"INDEX(Assump!$C$30:$N$30,$A801)*INDEX(Assump!$C$56:$FN$56,($B801-1)*Hrs_in_dy+$C801)","v":0.64047833533817744},{"$f":"INDEX(ePrice!$F802:$K802,P_Off)*EPrice_Fac","v":96.594270621482465},15.55141824553718,null,15.55141824553718,13.478988304093566,1.7448509999999999,113.27847360305014,73.074428659649115,"G","G","G","|",".",".","."]
[1,6,6,{"$f":"INDEX(Assump!$C$30:$N$30,$A802)*INDEX(Assump!$C$56:$FN$56,($B802-1)*Hrs_in_dy+$C802)","v":0.64047833533817744},{"$f":"INDEX(ePrice!$F803:$K803,P_Off)*EPrice_Fac","v":99.343573880001941},15.55141824553718,null,15.55141824553718,13.478988304093566,1.7448509999999999,116.05554760155466,73.074428659649115,"G","G","G","|",".",".","."]
[1,6,7,{"$f":"INDEX(Assump!$C$30:$N$30,$A803)*INDEX(Assump!$C$56:$FN$56,($B803-1)*Hrs_in_dy+$C803)","v":0.64047833533817744},{"$f":"INDEX(ePrice!$F804:$K804,P_Off)*EPrice_Fac","v":113.62120557481322},15.55141824553718,null,15.55141824553718,13.478988304093566,1.7448509999999999,130.47739779833373,73.074428659649115,"G","G","G","|",".",".","."]
[1,6,8,{"$f":"INDEX(Assump!$C$30:$N$30,$A804)*INDEX(Assump!$C$56:$FN$56,($B804-1)*Hrs_in_dy+$C804)","v":0.64047833533817744},{"$f":"INDEX(ePrice!$F805:$K805,P_Off)*EPrice_Fac","v":111.8591521227621},15.55141824553718,null,15.55141824553718,13.478988304093566,1.7448509999999999,128.69754582656492,73.074428659649115,"G","G","G","|",".",".","."]
[1,6,9,{"$f":"INDEX(Assump!$C$30:$N$30,$A805)*INDEX(Assump!$C$56:$FN$56,($B805-1)*Hrs_in_dy+$C805)","v":0.64047833533817744},{"$f":"INDEX(ePrice!$F806:$K806,P_Off)*EPrice_Fac","v":94.857210835417916},15.55141824553718,null,15.55141824553718,13.478988304093566,1.7448509999999999,111.5238677585405,73.074428659649115,"G","G","G","|",".",".","."]
[1,6,10,{"$f":"INDEX(Assump!$C$30:$N$30,$A806)*INDEX(Assump!$C$56:$FN$56,($B806-1)*Hrs_in_dy+$C806)","v":0.64047833533817744},{"$f":"INDEX(ePrice!$F807:$K807,P_Off)*EPrice_Fac","v":100.63699609480541},15.55141824553718,null,15.55141824553718,13.478988304093566,1.7448509999999999,117.36203468721473,73.074428659649115,"G","G","G","|",".",".","."]
[1,6,11,{"$f":"INDEX(Assump!$C$30:$N$30,$A807)*INDEX(Assump!$C$56:$FN$56,($B807-1)*Hrs_in_dy+$C807)","v":0.64047833533817744},{"$f":"INDEX(ePrice!$F808:$K808,P_Off)*EPrice_Fac","v":94.607274175552504},15.55141824553718,null,15.55141824553718,13.478988304093566,1.7448509999999999,111.27140648594917,73.074428659649115,"G","G","G","|",".",".","."]
[1,6,12,{"$f":"INDEX(Assump!$C$30:$N$30,$A808)*INDEX(Assump!$C$56:$FN$56,($B808-1)*Hrs_in_dy+$C808)","v":0.64047833533817744},{"$f":"INDEX(ePrice!$F809:$K809,P_Off)*EPrice_Fac","v":93.688756950547145},15.55141824553718,null,15.55141824553718,13.478988304093566,1.7448509999999999,110.34361130917608,73.074428659649115,"G","G","G","|",".",".","."]
[1,6,13,{"$f":"INDEX(Assump!$C$30:$N$30,$A809)*INDEX(Assump!$C$56:$FN$56,($B809-1)*Hrs_in_dy+$C809)","v":0.64047833533817744},{"$f":"INDEX(ePrice!$F810:$K810,P_Off)*EPrice_Fac","v":88.446335509870281},15.55141824553718,null,15.55141824553718,13.478988304093566,1.7448509999999999,105.04823611657319,73.074428659649115,"G","G","G","|",".",".","."]
[1,6,14,{"$f":"INDEX(Assump!$C$30:$N$30,$A810)*INDEX(Assump!$C$56:$FN$56,($B810-1)*Hrs_in_dy+$C810)","v":0.64047833533817744},{"$f":"INDEX(ePrice!$F811:$K811,P_Off)*EPrice_Fac","v":79.561087251655124},15.55141824553718,null,15.55141824553718,13.478988304093566,1.7448509999999999,96.073237875951818,73.074428659649115,"G","G","G","|",".",".","."]
[1,6,15,{"$f":"INDEX(Assump!$C$30:$N$30,$A811)*INDEX(Assump!$C$56:$FN$56,($B811-1)*Hrs_in_dy+$C811)","v":0.64047833533817744},{"$f":"INDEX(ePrice!$F812:$K812,P_Off)*EPrice_Fac","v":94.519796344599612},15.55141824553718,null,15.55141824553718,13.478988304093566,1.7448509999999999,111.18304504054221,73.074428659649115,"G","G","G","|",".",".","."]
[1,6,16,{"$f":"INDEX(Assump!$C$30:$N$30,$A812)*INDEX(Assump!$C$56:$FN$56,($B812-1)*Hrs_in_dy+$C812)","v":0.64047833533817744},{"$f":"INDEX(ePrice!$F813:$K813,P_Off)*EPrice_Fac","v":115.35201694438115},15.55141824553718,null,15.55141824553718,13.478988304093566,1.7448509999999999,132.22569211102862,73.074428659649115,"G","G","G","|",".",".","."]
[1,6,17,{"$f":"INDEX(Assump!$C$30:$N$30,$A813)*INDEX(Assump!$C$56:$FN$56,($B813-1)*Hrs_in_dy+$C813)","v":0.64047833533817744},{"$f":"INDEX(ePrice!$F814:$K814,P_Off)*EPrice_Fac","v":116.48298033027211},15.55141824553718,null,15.55141824553718,13.478988304093566,1.7448509999999999,133.36807936950433,73.074428659649115,"G","G","G","|",".",".","."]
[1,6,18,{"$f":"INDEX(Assump!$C$30:$N$30,$A814)*INDEX(Assump!$C$56:$FN$56,($B814-1)*Hrs_in_dy+$C814)","v":0.64047833533817744},{"$f":"INDEX(ePrice!$F815:$K815,P_Off)*EPrice_Fac","v":120.78189087995707},15.55141824553718,null,15.55141824553718,13.478988304093566,1.7448509999999999,137.71041325807499,73.074428659649115,"G","G","G","|",".",".","."]
[1,6,19,{"$f":"INDEX(Assump!$C$30:$N$30,$A815)*INDEX(Assump!$C$56:$FN$56,($B815-1)*Hrs_in_dy+$C815)","v":0.64047833533817744},{"$f":"INDEX(ePrice!$F816:$K816,P_Off)*EPrice_Fac","v":119.63843066107285},15.55141824553718,null,15.55141824553718,13.478988304093566,1.7448509999999999,136.55540293596971,73.074428659649115,"G","G","G","|",".",".","."]
[1,6,20,{"$f":"INDEX(Assump!$C$30:$N$30,$A816)*INDEX(Assump!$C$56:$FN$56,($B816-1)*Hrs_in_dy+$C816)","v":0.64047833533817744},{"$f":"INDEX(ePrice!$F817:$K817,P_Off)*EPrice_Fac","v":119.87587048794497},15.55141824553718,null,15.55141824553718,13.478988304093566,1.7448509999999999,136.79524114493148,73.074428659649115,"G","G","G","|",".",".","."]
[1,6,21,{"$f":"INDEX(Assump!$C$30:$N$30,$A817)*INDEX(Assump!$C$56:$FN$56,($B817-1)*Hrs_in_dy+$C817)","v":0.64047833533817744},{"$f":"INDEX(ePrice!$F818:$K818,P_Off)*EPrice_Fac","v":115.2208001979518},15.55141824553718,null,15.55141824553718,13.478988304093566,1.7448509999999999,132.09314994291816,73.074428659649115,"G","G","G","|",".",".","."]
[1,6,22,{"$f":"INDEX(Assump!$C$30:$N$30,$A818)*INDEX(Assump!$C$56:$FN$56,($B818-1)*Hrs_in_dy+$C818)","v":0.64047833533817744},{"$f":"INDEX(ePrice!$F819:$K819,P_Off)*EPrice_Fac","v":138.55863581288401},15.55141824553718,null,15.55141824553718,13.478988304093566,1.7448509999999999,155.6667212711325,73.074428659649115,"G","G","G","|",".",".","."]
[1,6,23,{"$f":"INDEX(Assump!$C$30:$N$30,$A819)*INDEX(Assump!$C$56:$FN$56,($B819-1)*Hrs_in_dy+$C819)","v":0.64047833533817744},{"$f":"INDEX(ePrice!$F820:$K820,P_Off)*EPrice_Fac","v":110.42201632853602},15.55141824553718,null,15.55141824553718,13.478988304093566,1.7448509999999999,127.24589350916484,73.074428659649115,"G","G","G","|",".",".","."]
[1,6,24,{"$f":"INDEX(Assump!$C$30:$N$30,$A820)*INDEX(Assump!$C$56:$FN$56,($B820-1)*Hrs_in_dy+$C820)","v":0.64047833533817744},{"$f":"INDEX(ePrice!$F821:$K821,P_Off)*EPrice_Fac","v":93.270113045272581},15.55141824553718,null,15.55141824553718,13.478988304093566,1.7448509999999999,109.92073867758562,73.074428659649115,"G","G","G","|",".",".","."]
[1,7,1,{"$f":"INDEX(Assump!$C$30:$N$30,$A821)*INDEX(Assump!$C$56:$FN$56,($B821-1)*Hrs_in_dy+$C821)","v":0.64047833533817744},{"$f":"INDEX(ePrice!$F822:$K822,P_Off)*EPrice_Fac","v":93.882457861942825},15.55141824553718,null,15.55141824553718,13.478988304093566,1.7448509999999999,110.53926879543435,73.074428659649115,"G","G","G","|",15.371480048116251,15.371480048116251,15.371480048116251]
[1,7,2,{"$f":"INDEX(Assump!$C$30:$N$30,$A822)*INDEX(Assump!$C$56:$FN$56,($B822-1)*Hrs_in_dy+$C822)","v":0.64047833533817744},{"$f":"INDEX(ePrice!$F823:$K823,P_Off)*EPrice_Fac","v":93.782483197996683},15.55141824553718,null,15.55141824553718,13.478988304093566,1.7448509999999999,110.43828428639785,73.074428659649115,"G","G","G","|",".",".","."]
[1,7,3,{"$f":"INDEX(Assump!$C$30:$N$30,$A823)*INDEX(Assump!$C$56:$FN$56,($B823-1)*Hrs_in_dy+$C823)","v":0.64047833533817744},{"$f":"INDEX(ePrice!$F824:$K824,P_Off)*EPrice_Fac","v":91.576792174684471},15.55141824553718,null,15.55141824553718,13.478988304093566,1.7448509999999999,108.21031355577945,73.074428659649115,"G","G","G","|",".",".","."]
[1,7,4,{"$f":"INDEX(Assump!$C$30:$N$30,$A824)*INDEX(Assump!$C$56:$FN$56,($B824-1)*Hrs_in_dy+$C824)","v":0.64047833533817744},{"$f":"INDEX(ePrice!$F825:$K825,P_Off)*EPrice_Fac","v":88.371354511910653},15.55141824553718,null,15.55141824553718,13.478988304093566,1.7448509999999999,104.97249773479579,73.074428659649115,"G","G","G","|",".",".","."]
[1,7,5,{"$f":"INDEX(Assump!$C$30:$N$30,$A825)*INDEX(Assump!$C$56:$FN$56,($B825-1)*Hrs_in_dy+$C825)","v":0.64047833533817744},{"$f":"INDEX(ePrice!$F826:$K826,P_Off)*EPrice_Fac","v":88.315118763440935},15.55141824553718,null,15.55141824553718,13.478988304093566,1.7448509999999999,104.91569394846275,73.074428659649115,"G","G","G","|",".",".","."]
[1,7,6,{"$f":"INDEX(Assump!$C$30:$N$30,$A826)*INDEX(Assump!$C$56:$FN$56,($B826-1)*Hrs_in_dy+$C826)","v":0.64047833533817744},{"$f":"INDEX(ePrice!$F827:$K827,P_Off)*EPrice_Fac","v":93.807476863983212},15.55141824553718,null,15.55141824553718,13.478988304093566,1.7448509999999999,110.46353041365695,73.074428659649115,"G","G","G","|",".",".","."]
[1,7,7,{"$f":"INDEX(Assump!$C$30:$N$30,$A827)*INDEX(Assump!$C$56:$FN$56,($B827-1)*Hrs_in_dy+$C827)","v":0.64047833533817744},{"$f":"INDEX(ePrice!$F828:$K828,P_Off)*EPrice_Fac","v":97.943928584755668},15.55141824553718,null,15.55141824553718,13.478988304093566,1.7448509999999999,114.64176447504327,73.074428659649115,"G","G","G","|",".",".","."]
[1,7,8,{"$f":"INDEX(Assump!$C$30:$N$30,$A828)*INDEX(Assump!$C$56:$FN$56,($B828-1)*Hrs_in_dy+$C828)","v":0.64047833533817744},{"$f":"INDEX(ePrice!$F829:$K829,P_Off)*EPrice_Fac","v":97.319086935092159},15.55141824553718,null,15.55141824553718,13.478988304093566,1.7448509999999999,114.01061129356499,73.074428659649115,"G","G","G","|",".",".","."]
[1,7,9,{"$f":"INDEX(Assump!$C$30:$N$30,$A829)*INDEX(Assump!$C$56:$FN$56,($B829-1)*Hrs_in_dy+$C829)","v":0.64047833533817744},{"$f":"INDEX(ePrice!$F830:$K830,P_Off)*EPrice_Fac","v":94.357337515687092},15.55141824553718,null,15.55141824553718,13.478988304093566,1.7448509999999999,111.01894521335785,73.074428659649115,"G","G","G","|",".",".","."]
[1,7,10,{"$f":"INDEX(Assump!$C$30:$N$30,$A830)*INDEX(Assump!$C$56:$FN$56,($B830-1)*Hrs_in_dy+$C830)","v":0.64047833533817744},{"$f":"INDEX(ePrice!$F831:$K831,P_Off)*EPrice_Fac","v":108.66621129298156},15.55141824553718,null,15.55141824553718,13.478988304093566,1.7448509999999999,125.47235306921084,73.074428659649115,"G","G","G","|",".",".","."]
[1,7,11,{"$f":"INDEX(Assump!$C$30:$N$30,$A831)*INDEX(Assump!$C$56:$FN$56,($B831-1)*Hrs_in_dy+$C831)","v":0.64047833533817744},{"$f":"INDEX(ePrice!$F832:$K832,P_Off)*EPrice_Fac","v":115.21455178145516},15.55141824553718,null,15.55141824553718,13.478988304093566,1.7448509999999999,132.08683841110337,73.074428659649115,"G","G","G","|",".",".","."]
[1,7,12,{"$f":"INDEX(Assump!$C$30:$N$30,$A832)*INDEX(Assump!$C$56:$FN$56,($B832-1)*Hrs_in_dy+$C832)","v":0.64047833533817744},{"$f":"INDEX(ePrice!$F833:$K833,P_Off)*EPrice_Fac","v":105.39828946524139},15.55141824553718,null,15.55141824553718,13.478988304093566,1.7448509999999999,122.17142193007936,73.074428659649115,"G","G","G","|",".",".","."]
[1,7,13,{"$f":"INDEX(Assump!$C$30:$N$30,$A833)*INDEX(Assump!$C$56:$FN$56,($B833-1)*Hrs_in_dy+$C833)","v":0.64047833533817744},{"$f":"INDEX(ePrice!$F834:$K834,P_Off)*EPrice_Fac","v":96.450557042059884},15.55141824553718,null,15.55141824553718,13.478988304093566,1.7448509999999999,113.13330837131016,73.074428659649115,"G","G","G","|",".",".","."]
[1,7,14,{"$f":"INDEX(Assump!$C$30:$N$30,$A834)*INDEX(Assump!$C$56:$FN$56,($B834-1)*Hrs_in_dy+$C834)","v":0.64047833533817744},{"$f":"INDEX(ePrice!$F835:$K835,P_Off)*EPrice_Fac","v":103.16760477594265},15.55141824553718,null,15.55141824553718,13.478988304093566,1.7448509999999999,119.91820507220184,73.074428659649115,"G","G","G","|",".",".","."]
[1,7,15,{"$f":"INDEX(Assump!$C$30:$N$30,$A835)*INDEX(Assump!$C$56:$FN$56,($B835-1)*Hrs_in_dy+$C835)","v":0.64047833533817744},{"$f":"INDEX(ePrice!$F836:$K836,P_Off)*EPrice_Fac","v":95.938186889335782},15.55141824553718,null,15.55141824553718,13.478988304093566,1.7448509999999999,112.61576276249794,73.074428659649115,"G","G","G","|",".",".","."]
[1,7,16,{"$f":"INDEX(Assump!$C$30:$N$30,$A836)*INDEX(Assump!$C$56:$FN$56,($B836-1)*Hrs_in_dy+$C836)","v":0.64047833533817744},{"$f":"INDEX(ePrice!$F837:$K837,P_Off)*EPrice_Fac","v":109.3285434416249},15.55141824553718,null,15.55141824553718,13.478988304093566,1.7448509999999999,126.14137544157786,73.074428659649115,"G","G","G","|",".",".","."]
[1,7,17,{"$f":"INDEX(Assump!$C$30:$N$30,$A837)*INDEX(Assump!$C$56:$FN$56,($B837-1)*Hrs_in_dy+$C837)","v":0.64047833533817744},{"$f":"INDEX(ePrice!$F838:$K838,P_Off)*EPrice_Fac","v":96.950430361790694},{"$f":"Nwk_Elec_Var","v":15.55141824553718},null,15.55141824553718,{"$f":"IF(Other_fuel=\"Gas\",\nCHOOSE(Gas_price_option,Other_fuel_price_wholesale_flex,Gas_elec_m*$E837+Gas_elec_c),\nOther_fuel_price_wholesale_flex)","v":13.478988304093566},{"$f":"IF(Other_fuel=\"Gas\",Nwk_Gas_Var,0)","v":1.7448509999999999},113.6382309164928,73.074428659649115,{"$f":"IF(K837<L837,ID_E,ID_O)","v":"G"},{"$f":"IF($C837=1,IF(SUM($D837:$D860)=0,\".\",IF(SUMPRODUCT($K837:$K860,$D837:$D860)<SUMPRODUCT($L837:$L860,$D837:$D860),ID_E,ID_O)),N836)","v":"G"},{"$f":"IF(SUM($B837:$C837)=2,IF(SUMPRODUCT($K837:$K1004,$D837:$D1004)<SUMPRODUCT($L837:$L1004,$D837:$D1004),ID_E,ID_O),O836)","v":"G"},"|",{"$f":"IF($C837=1,SUMIFS($D837:$D860,M837:M860,ID_O),\".\")","v":"."},{"$f":"IF($C837=1,SUMIFS($D837:$D860,N837:N860,ID_O),\".\")","v":"."},{"$f":"IF($C837=1,SUMIFS($D837:$D860,O837:O860,ID_O),\".\")","v":"."}]
[1,7,18,{"$f":"INDEX(Assump!$C$30:$N$30,$A838)*INDEX(Assump!$C$56:$FN$56,($B838-1)*Hrs_in_dy+$C838)","v":0.64047833533817744},{"$f":"INDEX(ePrice!$F839:$K839,P_Off)*EPrice_Fac","v":100.81820017320783},15.55141824553718,null,{"$f":"SUM($F838:$G838)","v":15.55141824553718},13.478988304093566,1.7448509999999999,{"$f":"SUM(E838,H838)/COP_Elec","v":117.54506910984344},{"$f":"SUM(I838:J838)*GJ_MWh/COP_Other","v":73.074428659649115},"G","G","G","|",".",".","."]
[1,7,19,{"$f":"INDEX(Assump!$C$30:$N$30,$A839)*INDEX(Assump!$C$56:$FN$56,($B839-1)*Hrs_in_dy+$C839)","v":0.64047833533817744},{"$f":"INDEX(ePrice!$F840:$K840,P_Off)*EPrice_Fac","v":86.47183589693357},15.55141824553718,null,15.55141824553718,13.478988304093566,1.7448509999999999,103.05379206310177,73.074428659649115,"G","G","G","|",".",".","."]
[1,7,20,{"$f":"INDEX(Assump!$C$30:$N$30,$A840)*INDEX(Assump!$C$56:$FN$56,($B840-1)*Hrs_in_dy+$C840)","v":0.64047833533817744},{"$f":"INDEX(ePrice!$F841:$K841,P_Off)*EPrice_Fac","v":102.21159705195745},15.55141824553718,null,15.55141824553718,13.478988304093566,1.7448509999999999,118.95254070454003,73.074428659649115,"G","G","G","|",".",".","."]
[1,7,21,{"$f":"INDEX(Assump!$C$30:$N$30,$A841)*INDEX(Assump!$C$56:$FN$56,($B841-1)*Hrs_in_dy+$C841)","v":0.64047833533817744},{"$f":"INDEX(ePrice!$F842:$K842,P_Off)*EPrice_Fac","v":111.54673129793035},15.55141824553718,null,15.55141824553718,13.478988304093566,1.7448509999999999,128.38196923582578,73.074428659649115,"G","G","G","|",".",".","."]
[1,7,22,{"$f":"INDEX(Assump!$C$30:$N$30,$A842)*INDEX(Assump!$C$56:$FN$56,($B842-1)*Hrs_in_dy+$C842)","v":0.64047833533817744},{"$f":"INDEX(ePrice!$F843:$K843,P_Off)*EPrice_Fac","v":114.27728930695989},15.55141824553718,null,15.55141824553718,13.478988304093566,1.7448509999999999,131.14010863888592,73.074428659649115,"G","G","G","|",".",".","."]
[1,7,23,{"$f":"INDEX(Assump!$C$30:$N$30,$A843)*INDEX(Assump!$C$56:$FN$56,($B843-1)*Hrs_in_dy+$C843)","v":0.64047833533817744},{"$f":"INDEX(ePrice!$F844:$K844,P_Off)*EPrice_Fac","v":97.094143941213275},15.55141824553718,null,15.55141824553718,13.478988304093566,1.7448509999999999,113.78339614823278,73.074428659649115,"G","G","G","|",".",".","."]
[1,7,24,{"$f":"INDEX(Assump!$C$30:$N$30,$A844)*INDEX(Assump!$C$56:$FN$56,($B844-1)*Hrs_in_dy+$C844)","v":0.64047833533817744},{"$f":"INDEX(ePrice!$F845:$K845,P_Off)*EPrice_Fac","v":83.878743050829996},15.55141824553718,null,15.55141824553718,13.478988304093566,1.7448509999999999,100.43450635996685,73.074428659649115,"G","G","G","|",".",".","."]
[1,1,1,{"$f":"INDEX(Assump!$C$30:$N$30,$A845)*INDEX(Assump!$C$56:$FN$56,($B845-1)*Hrs_in_dy+$C845)","v":0.64047833533817744},{"$f":"INDEX(ePrice!$F846:$K846,P_Off)*EPrice_Fac","v":91.003567281982356},15.55141824553718,null,15.55141824553718,13.478988304093566,1.7448509999999999,107.631298512646,73.074428659649115,"G","G","G","|",15.371480048116251,15.371480048116251,15.371480048116251]
[1,1,2,{"$f":"INDEX(Assump!$C$30:$N$30,$A846)*INDEX(Assump!$C$56:$FN$56,($B846-1)*Hrs_in_dy+$C846)","v":0.64047833533817744},{"$f":"INDEX(ePrice!$F847:$K847,P_Off)*EPrice_Fac","v":97.058842980098945},15.55141824553718,null,15.55141824553718,13.478988304093566,1.7448509999999999,113.74773861175366,73.074428659649115,"G","G","G","|",".",".","."]
[1,1,3,{"$f":"INDEX(Assump!$C$30:$N$30,$A847)*INDEX(Assump!$C$56:$FN$56,($B847-1)*Hrs_in_dy+$C847)","v":0.64047833533817744},{"$f":"INDEX(ePrice!$F848:$K848,P_Off)*EPrice_Fac","v":91.022256404507445},15.55141824553718,null,15.55141824553718,13.478988304093566,1.7448509999999999,107.65017641418649,73.074428659649115,"G","G","G","|",".",".","."]
[1,1,4,{"$f":"INDEX(Assump!$C$30:$N$30,$A848)*INDEX(Assump!$C$56:$FN$56,($B848-1)*Hrs_in_dy+$C848)","v":0.64047833533817744},{"$f":"INDEX(ePrice!$F849:$K849,P_Off)*EPrice_Fac","v":83.858092769904488},15.55141824553718,null,15.55141824553718,13.478988304093566,1.7448509999999999,100.41364749034511,73.074428659649115,"G","G","G","|",".",".","."]
[1,1,5,{"$f":"INDEX(Assump!$C$30:$N$30,$A849)*INDEX(Assump!$C$56:$FN$56,($B849-1)*Hrs_in_dy+$C849)","v":0.64047833533817744},{"$f":"INDEX(ePrice!$F850:$K850,P_Off)*EPrice_Fac","v":86.057179520352165},15.55141824553718,null,15.55141824553718,13.478988304093566,1.7448509999999999,102.63494723827206,73.074428659649115,"G","G","G","|",".",".","."]
[1,1,6,{"$f":"INDEX(Assump!$C$30:$N$30,$A850)*INDEX(Assump!$C$56:$FN$56,($B850-1)*Hrs_in_dy+$C850)","v":0.64047833533817744},{"$f":"INDEX(ePrice!$F851:$K851,P_Off)*EPrice_Fac","v":94.411217289050043},15.55141824553718,null,15.55141824553718,13.478988304093566,1.7448509999999999,111.07336922685577,73.074428659649115,"G","G","G","|",".",".","."]
[1,1,7,{"$f":"INDEX(Assump!$C$30:$N$30,$A851)*INDEX(Assump!$C$56:$FN$56,($B851-1)*Hrs_in_dy+$C851)","v":0.64047833533817744},{"$f":"INDEX(ePrice!$F852:$K852,P_Off)*EPrice_Fac","v":88.667426966350973},15.55141824553718,null,15.55141824553718,13.478988304093566,1.7448509999999999,105.27156082008904,73.074428659649115,"G","G","G","|",".",".","."]
[1,1,8,{"$f":"INDEX(Assump!$C$30:$N$30,$A852)*INDEX(Assump!$C$56:$FN$56,($B852-1)*Hrs_in_dy+$C852)","v":0.64047833533817744},{"$f":"INDEX(ePrice!$F853:$K853,P_Off)*EPrice_Fac","v":89.433680989878084},15.55141824553718,null,15.55141824553718,13.478988304093566,1.7448509999999999,106.04555478324774,73.074428659649115,"G","G","G","|",".",".","."]
[1,1,9,{"$f":"INDEX(Assump!$C$30:$N$30,$A853)*INDEX(Assump!$C$56:$FN$56,($B853-1)*Hrs_in_dy+$C853)","v":0.64047833533817744},{"$f":"INDEX(ePrice!$F854:$K854,P_Off)*EPrice_Fac","v":114.30890307072114},15.55141824553718,null,15.55141824553718,13.478988304093566,1.7448509999999999,131.17204173359428,73.074428659649115,"G","G","G","|",".",".","."]
[1,1,10,{"$f":"INDEX(Assump!$C$30:$N$30,$A854)*INDEX(Assump!$C$56:$FN$56,($B854-1)*Hrs_in_dy+$C854)","v":0.64047833533817744},{"$f":"INDEX(ePrice!$F855:$K855,P_Off)*EPrice_Fac","v":114.95679265158959},15.55141824553718,null,15.55141824553718,13.478988304093566,1.7448509999999999,131.82647565366344,73.074428659649115,"G","G","G","|",".",".","."]
[1,1,11,{"$f":"INDEX(Assump!$C$30:$N$30,$A855)*INDEX(Assump!$C$56:$FN$56,($B855-1)*Hrs_in_dy+$C855)","v":0.64047833533817744},{"$f":"INDEX(ePrice!$F856:$K856,P_Off)*EPrice_Fac","v":118.88773808935868},15.55141824553718,null,15.55141824553718,13.478988304093566,1.7448509999999999,135.79712761100592,73.074428659649115,"G","G","G","|",".",".","."]
[1,1,12,{"$f":"INDEX(Assump!$C$30:$N$30,$A856)*INDEX(Assump!$C$56:$FN$56,($B856-1)*Hrs_in_dy+$C856)","v":0.64047833533817744},{"$f":"INDEX(ePrice!$F857:$K857,P_Off)*EPrice_Fac","v":125.11744559770908},15.55141824553718,null,15.55141824553718,13.478988304093566,1.7448509999999999,142.08976145782452,73.074428659649115,"G","G","G","|",".",".","."]
[1,1,13,{"$f":"INDEX(Assump!$C$30:$N$30,$A857)*INDEX(Assump!$C$56:$FN$56,($B857-1)*Hrs_in_dy+$C857)","v":0.64047833533817744},{"$f":"INDEX(ePrice!$F858:$K858,P_Off)*EPrice_Fac","v":121.45437758279903},15.55141824553718,null,15.55141824553718,13.478988304093566,1.7448509999999999,138.38969275589517,73.074428659649115,"G","G","G","|",".",".","."]
[1,1,14,{"$f":"INDEX(Assump!$C$30:$N$30,$A858)*INDEX(Assump!$C$56:$FN$56,($B858-1)*Hrs_in_dy+$C858)","v":0.64047833533817744},{"$f":"INDEX(ePrice!$F859:$K859,P_Off)*EPrice_Fac","v":115.94108643790895},15.55141824553718,null,15.55141824553718,13.478988304093566,1.7448509999999999,132.82071180146073,73.074428659649115,"G","G","G","|",".",".","."]
[1,1,15,{"$f":"INDEX(Assump!$C$30:$N$30,$A859)*INDEX(Assump!$C$56:$FN$56,($B859-1)*Hrs_in_dy+$C859)","v":0.64047833533817744},{"$f":"INDEX(ePrice!$F860:$K860,P_Off)*EPrice_Fac","v":113.54264904719405},15.55141824553718,null,15.55141824553718,13.478988304093566,1.7448509999999999,130.3980477704356,73.074428659649115,"G","G","G","|",".",".","."]
[1,1,16,{"$f":"INDEX(Assump!$C$30:$N$30,$A860)*INDEX(Assump!$C$56:$FN$56,($B860-1)*Hrs_in_dy+$C860)","v":0.64047833533817744},{"$f":"INDEX(ePrice!$F861:$K861,P_Off)*EPrice_Fac","v":119.23037200231795},15.55141824553718,null,15.55141824553718,13.478988304093566,1.7448509999999999,136.14322247258093,73.074428659649115,"G","G","G","|",".",".","."]
[1,1,17,{"$f":"INDEX(Assump!$C$30:$N$30,$A861)*INDEX(Assump!$C$56:$FN$56,($B861-1)*Hrs_in_dy+$C861)","v":0.64047833533817744},{"$f":"INDEX(ePrice!$F862:$K862,P_Off)*EPrice_Fac","v":112.22818076293213},15.55141824553718,null,15.55141824553718,13.478988304093566,1.7448509999999999,129.07030202875688,73.074428659649115,"G","G","G","|",".",".","."]
[1,1,18,{"$f":"INDEX(Assump!$C$30:$N$30,$A862)*INDEX(Assump!$C$56:$FN$56,($B862-1)*Hrs_in_dy+$C862)","v":0.64047833533817744},{"$f":"INDEX(ePrice!$F863:$K863,P_Off)*EPrice_Fac","v":114.05971477038713},15.55141824553718,null,15.55141824553718,13.478988304093566,1.7448509999999999,130.92033637972153,73.074428659649115,"G","G","G","|",".",".","."]
[1,1,19,{"$f":"INDEX(Assump!$C$30:$N$30,$A863)*INDEX(Assump!$C$56:$FN$56,($B863-1)*Hrs_in_dy+$C863)","v":0.64047833533817744},{"$f":"INDEX(ePrice!$F864:$K864,P_Off)*EPrice_Fac","v":108.16018175997932},15.55141824553718,null,15.55141824553718,13.478988304093566,1.7448509999999999,124.96121212678435,73.074428659649115,"G","G","G","|",".",".","."]
[1,1,20,{"$f":"INDEX(Assump!$C$30:$N$30,$A864)*INDEX(Assump!$C$56:$FN$56,($B864-1)*Hrs_in_dy+$C864)","v":0.64047833533817744},{"$f":"INDEX(ePrice!$F865:$K865,P_Off)*EPrice_Fac","v":107.58081896170275},15.55141824553718,null,15.55141824553718,13.478988304093566,1.7448509999999999,124.37599717903022,73.074428659649115,"G","G","G","|",".",".","."]
[1,1,21,{"$f":"INDEX(Assump!$C$30:$N$30,$A865)*INDEX(Assump!$C$56:$FN$56,($B865-1)*Hrs_in_dy+$C865)","v":0.64047833533817744},{"$f":"INDEX(ePrice!$F866:$K866,P_Off)*EPrice_Fac","v":106.59652517538339},15.55141824553718,null,15.55141824553718,13.478988304093566,1.7448509999999999,123.3817610312329,73.074428659649115,"G","G","G","|",".",".","."]
[1,1,22,{"$f":"INDEX(Assump!$C$30:$N$30,$A866)*INDEX(Assump!$C$56:$FN$56,($B866-1)*Hrs_in_dy+$C866)","v":0.64047833533817744},{"$f":"INDEX(ePrice!$F867:$K867,P_Off)*EPrice_Fac","v":113.23116367177653},15.55141824553718,null,15.55141824553718,13.478988304093566,1.7448509999999999,130.08341607809464,73.074428659649115,"G","G","G","|",".",".","."]
[1,1,23,{"$f":"INDEX(Assump!$C$30:$N$30,$A867)*INDEX(Assump!$C$56:$FN$56,($B867-1)*Hrs_in_dy+$C867)","v":0.64047833533817744},{"$f":"INDEX(ePrice!$F868:$K868,P_Off)*EPrice_Fac","v":102.09244664684604},15.55141824553718,null,15.55141824553718,13.478988304093566,1.7448509999999999,118.83218675998305,73.074428659649115,"G","G","G","|",".",".","."]
[1,1,24,{"$f":"INDEX(Assump!$C$30:$N$30,$A868)*INDEX(Assump!$C$56:$FN$56,($B868-1)*Hrs_in_dy+$C868)","v":0.64047833533817744},{"$f":"INDEX(ePrice!$F869:$K869,P_Off)*EPrice_Fac","v":86.511948168461757},15.55141824553718,null,15.55141824553718,13.478988304093566,1.7448509999999999,103.09430950908984,73.074428659649115,"G","G","G","|",".",".","."]
[2,2,1,{"$f":"INDEX(Assump!$C$30:$N$30,$A869)*INDEX(Assump!$C$56:$FN$56,($B869-1)*Hrs_in_dy+$C869)","v":0.53734554141293522},{"$f":"INDEX(ePrice!$F870:$K870,P_Off)*EPrice_Fac","v":100.37304737454134},15.55141824553718,null,15.55141824553718,13.478988304093566,1.7448509999999999,117.09541981826113,73.074428659649115,"G","G","G","|",12.896292993910452,12.896292993910452,12.896292993910452]
[2,2,2,{"$f":"INDEX(Assump!$C$30:$N$30,$A870)*INDEX(Assump!$C$56:$FN$56,($B870-1)*Hrs_in_dy+$C870)","v":0.53734554141293522},{"$f":"INDEX(ePrice!$F871:$K871,P_Off)*EPrice_Fac","v":106.11060798973203},15.55141824553718,null,15.55141824553718,13.478988304093566,1.7448509999999999,122.89093559118102,73.074428659649115,"G","G","G","|",".",".","."]
[2,2,3,{"$f":"INDEX(Assump!$C$30:$N$30,$A871)*INDEX(Assump!$C$56:$FN$56,($B871-1)*Hrs_in_dy+$C871)","v":0.53734554141293522},{"$f":"INDEX(ePrice!$F872:$K872,P_Off)*EPrice_Fac","v":90.467812436264239},15.55141824553718,null,15.55141824553718,13.478988304093566,1.7448509999999999,107.09013200181961,73.074428659649115,"G","G","G","|",".",".","."]
[2,2,4,{"$f":"INDEX(Assump!$C$30:$N$30,$A872)*INDEX(Assump!$C$56:$FN$56,($B872-1)*Hrs_in_dy+$C872)","v":0.53734554141293522},{"$f":"INDEX(ePrice!$F873:$K873,P_Off)*EPrice_Fac","v":80.874062873404654},15.55141824553718,null,15.55141824553718,13.478988304093566,1.7448509999999999,97.399475877719027,73.074428659649115,"G","G","G","|",".",".","."]
[2,2,5,{"$f":"INDEX(Assump!$C$30:$N$30,$A873)*INDEX(Assump!$C$56:$FN$56,($B873-1)*Hrs_in_dy+$C873)","v":0.53734554141293522},{"$f":"INDEX(ePrice!$F874:$K874,P_Off)*EPrice_Fac","v":80.089119727352511},15.55141824553718,null,15.55141824553718,13.478988304093566,1.7448509999999999,96.60660401301989,73.074428659649115,"G","G","G","|",".",".","."]
[2,2,6,{"$f":"INDEX(Assump!$C$30:$N$30,$A874)*INDEX(Assump!$C$56:$FN$56,($B874-1)*Hrs_in_dy+$C874)","v":0.53734554141293522},{"$f":"INDEX(ePrice!$F875:$K875,P_Off)*EPrice_Fac","v":89.639261337653636},15.55141824553718,null,15.55141824553718,13.478988304093566,1.7448509999999999,106.25321170019274,73.074428659649115,"G","G","G","|",".",".","."]
[2,2,7,{"$f":"INDEX(Assump!$C$30:$N$30,$A875)*INDEX(Assump!$C$56:$FN$56,($B875-1)*Hrs_in_dy+$C875)","v":0.53734554141293522},{"$f":"INDEX(ePrice!$F876:$K876,P_Off)*EPrice_Fac","v":95.320754585269171},15.55141824553718,null,15.55141824553718,13.478988304093566,1.7448509999999999,111.99209376849126,73.074428659649115,"G","G","G","|",".",".","."]
[2,2,8,{"$f":"INDEX(Assump!$C$30:$N$30,$A876)*INDEX(Assump!$C$56:$FN$56,($B876-1)*Hrs_in_dy+$C876)","v":0.53734554141293522},{"$f":"INDEX(ePrice!$F877:$K877,P_Off)*EPrice_Fac","v":97.893623786217887},15.55141824553718,null,15.55141824553718,13.478988304093566,1.7448509999999999,114.59095154722733,73.074428659649115,"G","G","G","|",".",".","."]
[2,2,9,{"$f":"INDEX(Assump!$C$30:$N$30,$A877)*INDEX(Assump!$C$56:$FN$56,($B877-1)*Hrs_in_dy+$C877)","v":0.53734554141293522},{"$f":"INDEX(ePrice!$F878:$K878,P_Off)*EPrice_Fac","v":128.96740483786959},15.55141824553718,null,15.55141824553718,13.478988304093566,1.7448509999999999,145.97860917515837,73.074428659649115,"G","G","G","|",".",".","."]
[2,2,10,{"$f":"INDEX(Assump!$C$30:$N$30,$A878)*INDEX(Assump!$C$56:$FN$56,($B878-1)*Hrs_in_dy+$C878)","v":0.53734554141293522},{"$f":"INDEX(ePrice!$F879:$K879,P_Off)*EPrice_Fac","v":124.47578572434897},15.55141824553718,null,15.55141824553718,13.478988304093566,1.7448509999999999,141.44162017160218,73.074428659649115,"G","G","G","|",".",".","."]
[2,2,11,{"$f":"INDEX(Assump!$C$30:$N$30,$A879)*INDEX(Assump!$C$56:$FN$56,($B879-1)*Hrs_in_dy+$C879)","v":0.53734554141293522},{"$f":"INDEX(ePrice!$F880:$K880,P_Off)*EPrice_Fac","v":144.23018823332805},15.55141824553718,null,15.55141824553718,13.478988304093566,1.7448509999999999,161.39556209986387,73.074428659649115,"G","G","G","|",".",".","."]
[2,2,12,{"$f":"INDEX(Assump!$C$30:$N$30,$A880)*INDEX(Assump!$C$56:$FN$56,($B880-1)*Hrs_in_dy+$C880)","v":0.53734554141293522},{"$f":"INDEX(ePrice!$F881:$K881,P_Off)*EPrice_Fac","v":117.89721459553097},15.55141824553718,null,15.55141824553718,13.478988304093566,1.7448509999999999,134.79659882936178,73.074428659649115,"G","G","G","|",".",".","."]
[2,2,13,{"$f":"INDEX(Assump!$C$30:$N$30,$A881)*INDEX(Assump!$C$56:$FN$56,($B881-1)*Hrs_in_dy+$C881)","v":0.53734554141293522},{"$f":"INDEX(ePrice!$F882:$K882,P_Off)*EPrice_Fac","v":125.14236442774248},15.55141824553718,null,15.55141824553718,13.478988304093566,1.7448509999999999,142.11493199321177,73.074428659649115,"G","G","G","|",".",".","."]
[2,2,14,{"$f":"INDEX(Assump!$C$30:$N$30,$A882)*INDEX(Assump!$C$56:$FN$56,($B882-1)*Hrs_in_dy+$C882)","v":0.53734554141293522},{"$f":"INDEX(ePrice!$F883:$K883,P_Off)*EPrice_Fac","v":121.54159348791595},15.55141824553718,null,15.55141824553718,13.478988304093566,1.7448509999999999,138.47778962975065,73.074428659649115,"G","G","G","|",".",".","."]
[2,2,15,{"$f":"INDEX(Assump!$C$30:$N$30,$A883)*INDEX(Assump!$C$56:$FN$56,($B883-1)*Hrs_in_dy+$C883)","v":0.53734554141293522},{"$f":"INDEX(ePrice!$F884:$K884,P_Off)*EPrice_Fac","v":108.5152750879553},15.55141824553718,null,15.55141824553718,13.478988304093566,1.7448509999999999,125.31989225605301,73.074428659649115,"G","G","G","|",".",".","."]
[2,2,16,{"$f":"INDEX(Assump!$C$30:$N$30,$A884)*INDEX(Assump!$C$56:$FN$56,($B884-1)*Hrs_in_dy+$C884)","v":0.53734554141293522},{"$f":"INDEX(ePrice!$F885:$K885,P_Off)*EPrice_Fac","v":107.54344071665264},15.55141824553718,null,15.55141824553718,13.478988304093566,1.7448509999999999,124.33824137594931,73.074428659649115,"G","G","G","|",".",".","."]
[2,2,17,{"$f":"INDEX(Assump!$C$30:$N$30,$A885)*INDEX(Assump!$C$56:$FN$56,($B885-1)*Hrs_in_dy+$C885)","v":0.53734554141293522},{"$f":"INDEX(ePrice!$F886:$K886,P_Off)*EPrice_Fac","v":124.50070455438237},15.55141824553718,null,15.55141824553718,13.478988304093566,1.7448509999999999,141.46679070698943,73.074428659649115,"G","G","G","|",".",".","."]
[2,2,18,{"$f":"INDEX(Assump!$C$30:$N$30,$A886)*INDEX(Assump!$C$56:$FN$56,($B886-1)*Hrs_in_dy+$C886)","v":0.53734554141293522},{"$f":"INDEX(ePrice!$F887:$K887,P_Off)*EPrice_Fac","v":123.95249029364754},15.55141824553718,null,15.55141824553718,13.478988304093566,1.7448509999999999,140.9130389284694,73.074428659649115,"G","G","G","|",".",".","."]
[2,2,19,{"$f":"INDEX(Assump!$C$30:$N$30,$A887)*INDEX(Assump!$C$56:$FN$56,($B887-1)*Hrs_in_dy+$C887)","v":0.53734554141293522},{"$f":"INDEX(ePrice!$F888:$K888,P_Off)*EPrice_Fac","v":111.77964182233089},15.55141824553718,null,15.55141824553718,13.478988304093566,1.7448509999999999,128.61723239178593,73.074428659649115,"G","G","G","|",".",".","."]
[2,2,20,{"$f":"INDEX(Assump!$C$30:$N$30,$A888)*INDEX(Assump!$C$56:$FN$56,($B888-1)*Hrs_in_dy+$C888)","v":0.53734554141293522},{"$f":"INDEX(ePrice!$F889:$K889,P_Off)*EPrice_Fac","v":99.874670773873305},15.55141824553718,null,15.55141824553718,13.478988304093566,1.7448509999999999,116.59200911051565,73.074428659649115,"G","G","G","|",".",".","."]
[2,2,21,{"$f":"INDEX(Assump!$C$30:$N$30,$A889)*INDEX(Assump!$C$56:$FN$56,($B889-1)*Hrs_in_dy+$C889)","v":0.53734554141293522},{"$f":"INDEX(ePrice!$F890:$K890,P_Off)*EPrice_Fac","v":101.12684198305173},15.55141824553718,null,15.55141824553718,13.478988304093566,1.7448509999999999,117.85682851372617,73.074428659649115,"G","G","G","|",".",".","."]
[2,2,22,{"$f":"INDEX(Assump!$C$30:$N$30,$A890)*INDEX(Assump!$C$56:$FN$56,($B890-1)*Hrs_in_dy+$C890)","v":0.53734554141293522},{"$f":"INDEX(ePrice!$F891:$K891,P_Off)*EPrice_Fac","v":102.93345716047337},15.55141824553718,null,15.55141824553718,13.478988304093566,1.7448509999999999,119.68169232930359,73.074428659649115,"G","G","G","|",".",".","."]
[2,2,23,{"$f":"INDEX(Assump!$C$30:$N$30,$A891)*INDEX(Assump!$C$56:$FN$56,($B891-1)*Hrs_in_dy+$C891)","v":0.53734554141293522},{"$f":"INDEX(ePrice!$F892:$K892,P_Off)*EPrice_Fac","v":92.399021763852843},15.55141824553718,null,15.55141824553718,13.478988304093566,1.7448509999999999,109.04084849433336,73.074428659649115,"G","G","G","|",".",".","."]
[2,2,24,{"$f":"INDEX(Assump!$C$30:$N$30,$A892)*INDEX(Assump!$C$56:$FN$56,($B892-1)*Hrs_in_dy+$C892)","v":0.53734554141293522},{"$f":"INDEX(ePrice!$F893:$K893,P_Off)*EPrice_Fac","v":80.618644865562288},15.55141824553718,null,15.55141824553718,13.478988304093566,1.7448509999999999,97.141477889999464,73.074428659649115,"G","G","G","|",".",".","."]
[2,3,1,{"$f":"INDEX(Assump!$C$30:$N$30,$A893)*INDEX(Assump!$C$56:$FN$56,($B893-1)*Hrs_in_dy+$C893)","v":0.53734554141293522},{"$f":"INDEX(ePrice!$F894:$K894,P_Off)*EPrice_Fac","v":86.312597528194544},15.55141824553718,null,15.55141824553718,13.478988304093566,1.7448509999999999,102.89294522599164,73.074428659649115,"G","G","G","|",12.896292993910452,12.896292993910452,12.896292993910452]
[2,3,2,{"$f":"INDEX(Assump!$C$30:$N$30,$A894)*INDEX(Assump!$C$56:$FN$56,($B894-1)*Hrs_in_dy+$C894)","v":0.53734554141293522},{"$f":"INDEX(ePrice!$F895:$K895,P_Off)*EPrice_Fac","v":77.397886083745135},15.55141824553718,null,15.55141824553718,13.478988304093566,1.7448509999999999,93.888186191194251,73.074428659649115,"G","G","G","|",".",".","."]
[2,3,3,{"$f":"INDEX(Assump!$C$30:$N$30,$A895)*INDEX(Assump!$C$56:$FN$56,($B895-1)*Hrs_in_dy+$C895)","v":0.53734554141293522},{"$f":"INDEX(ePrice!$F896:$K896,P_Off)*EPrice_Fac","v":71.46097482828722},15.55141824553718,null,15.55141824553718,13.478988304093566,1.7448509999999999,87.891306135176166,73.074428659649115,"G","G","G","|",".",".","."]
[2,3,4,{"$f":"INDEX(Assump!$C$30:$N$30,$A896)*INDEX(Assump!$C$56:$FN$56,($B896-1)*Hrs_in_dy+$C896)","v":0.53734554141293522},{"$f":"INDEX(ePrice!$F897:$K897,P_Off)*EPrice_Fac","v":73.099387902983366},15.55141824553718,null,15.55141824553718,13.478988304093566,1.7448509999999999,89.546268836889439,73.074428659649115,"G","G","G","|",".",".","."]
[2,3,5,{"$f":"INDEX(Assump!$C$30:$N$30,$A897)*INDEX(Assump!$C$56:$FN$56,($B897-1)*Hrs_in_dy+$C897)","v":0.53734554141293522},{"$f":"INDEX(ePrice!$F898:$K898,P_Off)*EPrice_Fac","v":73.086928487966674},15.55141824553718,null,15.55141824553718,13.478988304093566,1.7448509999999999,89.533683569195816,73.074428659649115,"G","G","G","|",".",".","."]
[2,3,6,{"$f":"INDEX(Assump!$C$30:$N$30,$A898)*INDEX(Assump!$C$56:$FN$56,($B898-1)*Hrs_in_dy+$C898)","v":0.53734554141293522},{"$f":"INDEX(ePrice!$F899:$K899,P_Off)*EPrice_Fac","v":77.18607602846123},15.55141824553718,null,15.55141824553718,13.478988304093566,1.7448509999999999,93.674236640402427,73.074428659649115,"G","G","G","|",".",".","."]
[2,3,7,{"$f":"INDEX(Assump!$C$30:$N$30,$A899)*INDEX(Assump!$C$56:$FN$56,($B899-1)*Hrs_in_dy+$C899)","v":0.53734554141293522},{"$f":"INDEX(ePrice!$F900:$K900,P_Off)*EPrice_Fac","v":73.666291286243251},15.55141824553718,null,15.55141824553718,13.478988304093566,1.7448509999999999,90.118898516949926,73.074428659649115,"G","G","G","|",".",".","."]
[2,3,8,{"$f":"INDEX(Assump!$C$30:$N$30,$A900)*INDEX(Assump!$C$56:$FN$56,($B900-1)*Hrs_in_dy+$C900)","v":0.53734554141293522},{"$f":"INDEX(ePrice!$F901:$K901,P_Off)*EPrice_Fac","v":82.437719458000601},15.55141824553718,null,15.55141824553718,13.478988304093566,1.7448509999999999,98.978926973270489,73.074428659649115,"G","G","G","|",".",".","."]
[2,3,9,{"$f":"INDEX(Assump!$C$30:$N$30,$A901)*INDEX(Assump!$C$56:$FN$56,($B901-1)*Hrs_in_dy+$C901)","v":0.53734554141293522},{"$f":"INDEX(ePrice!$F902:$K902,P_Off)*EPrice_Fac","v":100.77174865507575},{"$f":"Nwk_Elec_Var","v":15.55141824553718},null,15.55141824553718,{"$f":"IF(Other_fuel=\"Gas\",\nCHOOSE(Gas_price_option,Other_fuel_price_wholesale_flex,Gas_elec_m*$E901+Gas_elec_c),\nOther_fuel_price_wholesale_flex)","v":13.478988304093566},{"$f":"IF(Other_fuel=\"Gas\",Nwk_Gas_Var,0)","v":1.7448509999999999},117.49814838445751,73.074428659649115,{"$f":"IF(K901<L901,ID_E,ID_O)","v":"G"},{"$f":"IF($C901=1,IF(SUM($D901:$D924)=0,\".\",IF(SUMPRODUCT($K901:$K924,$D901:$D924)<SUMPRODUCT($L901:$L924,$D901:$D924),ID_E,ID_O)),N900)","v":"G"},{"$f":"IF(SUM($B901:$C901)=2,IF(SUMPRODUCT($K901:$K1068,$D901:$D1068)<SUMPRODUCT($L901:$L1068,$D901:$D1068),ID_E,ID_O),O900)","v":"G"},"|",{"$f":"IF($C901=1,SUMIFS($D901:$D924,M901:M924,ID_O),\".\")","v":"."},{"$f":"IF($C901=1,SUMIFS($D901:$D924,N901:N924,ID_O),\".\")","v":"."},{"$f":"IF($C901=1,SUMIFS($D901:$D924,O901:O924,ID_O),\".\")","v":"."}]
[2,3,10,{"$f":"INDEX(Assump!$C$30:$N$30,$A902)*INDEX(Assump!$C$56:$FN$56,($B902-1)*Hrs_in_dy+$C902)","v":0.53734554141293522},{"$f":"INDEX(ePrice!$F903:$K903,P_Off)*EPrice_Fac","v":100.57862772231691},15.55141824553718,null,{"$f":"SUM($F902:$G902)","v":15.55141824553718},13.478988304093566,1.7448509999999999,{"$f":"SUM(E902,H902)/COP_Elec","v":117.30307673520615},{"$f":"SUM(I902:J902)*GJ_MWh/COP_Other","v":73.074428659649115},"G","G","G","|",".",".","."]
[2,3,11,{"$f":"INDEX(Assump!$C$30:$N$30,$A903)*INDEX(Assump!$C$56:$FN$56,($B903-1)*Hrs_in_dy+$C903)","v":0.53734554141293522},{"$f":"INDEX(ePrice!$F904:$K904,P_Off)*EPrice_Fac","v":108.12903322243757},15.55141824553718,null,15.55141824553718,13.478988304093566,1.7448509999999999,124.92974895755025,73.074428659649115,"G","G","G","|",".",".","."]
[2,3,12,{"$f":"INDEX(Assump!$C$30:$N$30,$A904)*INDEX(Assump!$C$56:$FN$56,($B904-1)*Hrs_in_dy+$C904)","v":0.53734554141293522},{"$f":"INDEX(ePrice!$F905:$K905,P_Off)*EPrice_Fac","v":100.2546829318827},15.55141824553718,null,15.55141824553718,13.478988304093566,1.7448509999999999,116.9758597751716,73.074428659649115,"G","G","G","|",".",".","."]
[2,3,13,{"$f":"INDEX(Assump!$C$30:$N$30,$A905)*INDEX(Assump!$C$56:$FN$56,($B905-1)*Hrs_in_dy+$C905)","v":0.53734554141293522},{"$f":"INDEX(ePrice!$F906:$K906,P_Off)*EPrice_Fac","v":99.768765746231367},15.55141824553718,null,15.55141824553718,13.478988304093566,1.7448509999999999,116.48503433511975,73.074428659649115,"G","G","G","|",".",".","."]
[2,3,14,{"$f":"INDEX(Assump!$C$30:$N$30,$A906)*INDEX(Assump!$C$56:$FN$56,($B906-1)*Hrs_in_dy+$C906)","v":0.53734554141293522},{"$f":"INDEX(ePrice!$F907:$K907,P_Off)*EPrice_Fac","v":98.591351027153124},15.55141824553718,null,15.55141824553718,13.478988304093566,1.7448509999999999,115.29572653807101,73.074428659649115,"G","G","G","|",".",".","."]
[2,3,15,{"$f":"INDEX(Assump!$C$30:$N$30,$A907)*INDEX(Assump!$C$56:$FN$56,($B907-1)*Hrs_in_dy+$C907)","v":0.53734554141293522},{"$f":"INDEX(ePrice!$F908:$K908,P_Off)*EPrice_Fac","v":99.289078268088375},15.55141824553718,null,15.55141824553718,13.478988304093566,1.7448509999999999,116.0005015289147,73.074428659649115,"G","G","G","|",".",".","."]
[2,3,16,{"$f":"INDEX(Assump!$C$30:$N$30,$A908)*INDEX(Assump!$C$56:$FN$56,($B908-1)*Hrs_in_dy+$C908)","v":0.53734554141293522},{"$f":"INDEX(ePrice!$F909:$K909,P_Off)*EPrice_Fac","v":101.74981273388677},15.55141824553718,null,15.55141824553718,13.478988304093566,1.7448509999999999,118.48609189840803,73.074428659649115,"G","G","G","|",".",".","."]
[2,3,17,{"$f":"INDEX(Assump!$C$30:$N$30,$A909)*INDEX(Assump!$C$56:$FN$56,($B909-1)*Hrs_in_dy+$C909)","v":0.53734554141293522},{"$f":"INDEX(ePrice!$F910:$K910,P_Off)*EPrice_Fac","v":103.79938650413405},15.55141824553718,null,15.55141824553718,13.478988304093566,1.7448509999999999,120.55636843401135,73.074428659649115,"G","G","G","|",".",".","."]
[2,3,18,{"$f":"INDEX(Assump!$C$30:$N$30,$A910)*INDEX(Assump!$C$56:$FN$56,($B910-1)*Hrs_in_dy+$C910)","v":0.53734554141293522},{"$f":"INDEX(ePrice!$F911:$K911,P_Off)*EPrice_Fac","v":94.44859553410015},15.55141824553718,null,15.55141824553718,13.478988304093566,1.7448509999999999,111.1111250299367,73.074428659649115,"G","G","G","|",".",".","."]
[2,3,19,{"$f":"INDEX(Assump!$C$30:$N$30,$A911)*INDEX(Assump!$C$56:$FN$56,($B911-1)*Hrs_in_dy+$C911)","v":0.53734554141293522},{"$f":"INDEX(ePrice!$F912:$K912,P_Off)*EPrice_Fac","v":79.659269909276333},15.55141824553718,null,15.55141824553718,13.478988304093566,1.7448509999999999,96.172412277589402,73.074428659649115,"G","G","G","|",".",".","."]
[2,3,20,{"$f":"INDEX(Assump!$C$30:$N$30,$A912)*INDEX(Assump!$C$56:$FN$56,($B912-1)*Hrs_in_dy+$C912)","v":0.53734554141293522},{"$f":"INDEX(ePrice!$F913:$K913,P_Off)*EPrice_Fac","v":72.663308377398849},15.55141824553718,null,15.55141824553718,13.478988304093566,1.7448509999999999,89.105784467612153,73.074428659649115,"G","G","G","|",".",".","."]
[2,3,21,{"$f":"INDEX(Assump!$C$30:$N$30,$A913)*INDEX(Assump!$C$56:$FN$56,($B913-1)*Hrs_in_dy+$C913)","v":0.53734554141293522},{"$f":"INDEX(ePrice!$F914:$K914,P_Off)*EPrice_Fac","v":76.955576850652264},15.55141824553718,null,15.55141824553718,13.478988304093566,1.7448509999999999,93.441409188070139,73.074428659649115,"G","G","G","|",".",".","."]
[2,3,22,{"$f":"INDEX(Assump!$C$30:$N$30,$A914)*INDEX(Assump!$C$56:$FN$56,($B914-1)*Hrs_in_dy+$C914)","v":0.53734554141293522},{"$f":"INDEX(ePrice!$F915:$K915,P_Off)*EPrice_Fac","v":96.572925794447613},15.55141824553718,null,15.55141824553718,13.478988304093566,1.7448509999999999,113.25691317170181,73.074428659649115,"G","G","G","|",".",".","."]
[2,3,23,{"$f":"INDEX(Assump!$C$30:$N$30,$A915)*INDEX(Assump!$C$56:$FN$56,($B915-1)*Hrs_in_dy+$C915)","v":0.53734554141293522},{"$f":"INDEX(ePrice!$F916:$K916,P_Off)*EPrice_Fac","v":92.978384562129449},15.55141824553718,null,15.55141824553718,13.478988304093566,1.7448509999999999,109.6260634420875,73.074428659649115,"G","G","G","|",".",".","."]
[2,3,24,{"$f":"INDEX(Assump!$C$30:$N$30,$A916)*INDEX(Assump!$C$56:$FN$56,($B916-1)*Hrs_in_dy+$C916)","v":0.53734554141293522},{"$f":"INDEX(ePrice!$F917:$K917,P_Off)*EPrice_Fac","v":89.576964262570129},15.55141824553718,null,15.55141824553718,13.478988304093566,1.7448509999999999,106.19028536172455,73.074428659649115,"G","G","G","|",".",".","."]
[2,4,1,{"$f":"INDEX(Assump!$C$30:$N$30,$A917)*INDEX(Assump!$C$56:$FN$56,($B917-1)*Hrs_in_dy+$C917)","v":0.53734554141293522},{"$f":"INDEX(ePrice!$F918:$K918,P_Off)*EPrice_Fac","v":82.562313608167599},15.55141824553718,null,15.55141824553718,13.478988304093566,1.7448509999999999,99.104779650206851,73.074428659649115,"G","G","G","|",12.896292993910452,12.896292993910452,12.896292993910452]
[2,4,2,{"$f":"INDEX(Assump!$C$30:$N$30,$A918)*INDEX(Assump!$C$56:$FN$56,($B918-1)*Hrs_in_dy+$C918)","v":0.53734554141293522},{"$f":"INDEX(ePrice!$F919:$K919,P_Off)*EPrice_Fac","v":82.5124759481008},15.55141824553718,null,15.55141824553718,13.478988304093566,1.7448509999999999,99.054438579432301,73.074428659649115,"G","G","G","|",".",".","."]
[2,4,3,{"$f":"INDEX(Assump!$C$30:$N$30,$A919)*INDEX(Assump!$C$56:$FN$56,($B919-1)*Hrs_in_dy+$C919)","v":0.53734554141293522},{"$f":"INDEX(ePrice!$F920:$K920,P_Off)*EPrice_Fac","v":80.09534943486085},15.55141824553718,null,15.55141824553718,13.478988304093566,1.7448509999999999,96.612896646866702,73.074428659649115,"G","G","G","|",".",".","."]
[2,4,4,{"$f":"INDEX(Assump!$C$30:$N$30,$A920)*INDEX(Assump!$C$56:$FN$56,($B920-1)*Hrs_in_dy+$C920)","v":0.53734554141293522},{"$f":"INDEX(ePrice!$F921:$K921,P_Off)*EPrice_Fac","v":78.164140107272246},15.55141824553718,null,15.55141824553718,13.478988304093566,1.7448509999999999,94.662180154352953,73.074428659649115,"G","G","G","|",".",".","."]
[2,4,5,{"$f":"INDEX(Assump!$C$30:$N$30,$A921)*INDEX(Assump!$C$56:$FN$56,($B921-1)*Hrs_in_dy+$C921)","v":0.53734554141293522},{"$f":"INDEX(ePrice!$F922:$K922,P_Off)*EPrice_Fac","v":77.372967253711735},15.55141824553718,null,15.55141824553718,13.478988304093566,1.7448509999999999,93.86301565580699,73.074428659649115,"G","G","G","|",".",".","."]
[2,4,6,{"$f":"INDEX(Assump!$C$30:$N$30,$A922)*INDEX(Assump!$C$56:$FN$56,($B922-1)*Hrs_in_dy+$C922)","v":0.53734554141293522},{"$f":"INDEX(ePrice!$F923:$K923,P_Off)*EPrice_Fac","v":81.484574209222998},15.55141824553718,null,15.55141824553718,13.478988304093566,1.7448509999999999,98.016153994707253,73.074428659649115,"G","G","G","|",".",".","."]
[2,4,7,{"$f":"INDEX(Assump!$C$30:$N$30,$A923)*INDEX(Assump!$C$56:$FN$56,($B923-1)*Hrs_in_dy+$C923)","v":0.53734554141293522},{"$f":"INDEX(ePrice!$F924:$K924,P_Off)*EPrice_Fac","v":97.962150568809747},15.55141824553718,null,15.55141824553718,13.478988304093566,1.7448509999999999,114.66017051954235,73.074428659649115,"G","G","G","|",".",".","."]
[2,4,8,{"$f":"INDEX(Assump!$C$30:$N$30,$A924)*INDEX(Assump!$C$56:$FN$56,($B924-1)*Hrs_in_dy+$C924)","v":0.53734554141293522},{"$f":"INDEX(ePrice!$F925:$K925,P_Off)*EPrice_Fac","v":88.823169654059726},15.55141824553718,null,15.55141824553718,13.478988304093566,1.7448509999999999,105.4288766662595,73.074428659649115,"G","G","G","|",".",".","."]
[2,4,9,{"$f":"INDEX(Assump!$C$30:$N$30,$A925)*INDEX(Assump!$C$56:$FN$56,($B925-1)*Hrs_in_dy+$C925)","v":0.53734554141293522},{"$f":"INDEX(ePrice!$F926:$K926,P_Off)*EPrice_Fac","v":114.48333488095494},15.55141824553718,null,15.55141824553718,13.478988304093566,1.7448509999999999,131.34823548130518,73.074428659649115,"G","G","G","|",".",".","."]
[2,4,10,{"$f":"INDEX(Assump!$C$30:$N$30,$A926)*INDEX(Assump!$C$56:$FN$56,($B926-1)*Hrs_in_dy+$C926)","v":0.53734554141293522},{"$f":"INDEX(ePrice!$F927:$K927,P_Off)*EPrice_Fac","v":117.44867565492974},15.55141824553718,null,15.55141824553718,13.478988304093566,1.7448509999999999,134.34352919239083,73.074428659649115,"G","G","G","|",".",".","."]
[2,4,11,{"$f":"INDEX(Assump!$C$30:$N$30,$A927)*INDEX(Assump!$C$56:$FN$56,($B927-1)*Hrs_in_dy+$C927)","v":0.53734554141293522},{"$f":"INDEX(ePrice!$F928:$K928,P_Off)*EPrice_Fac","v":110.34057938790195},15.55141824553718,null,15.55141824553718,13.478988304093566,1.7448509999999999,127.16363397317085,73.074428659649115,"G","G","G","|",".",".","."]
[2,4,12,{"$f":"INDEX(Assump!$C$30:$N$30,$A928)*INDEX(Assump!$C$56:$FN$56,($B928-1)*Hrs_in_dy+$C928)","v":0.53734554141293522},{"$f":"INDEX(ePrice!$F929:$K929,P_Off)*EPrice_Fac","v":113.7482293949696},15.55141824553718,null,15.55141824553718,13.478988304093566,1.7448509999999999,130.60570468738058,73.074428659649115,"G","G","G","|",".",".","."]
[2,4,13,{"$f":"INDEX(Assump!$C$30:$N$30,$A929)*INDEX(Assump!$C$56:$FN$56,($B929-1)*Hrs_in_dy+$C929)","v":0.53734554141293522},{"$f":"INDEX(ePrice!$F930:$K930,P_Off)*EPrice_Fac","v":117.5296618525383},15.55141824553718,null,15.55141824553718,13.478988304093566,1.7448509999999999,134.4253334323995,73.074428659649115,"G","G","G","|",".",".","."]
[2,4,14,{"$f":"INDEX(Assump!$C$30:$N$30,$A930)*INDEX(Assump!$C$56:$FN$56,($B930-1)*Hrs_in_dy+$C930)","v":0.53734554141293522},{"$f":"INDEX(ePrice!$F931:$K931,P_Off)*EPrice_Fac","v":125.52860629326018},15.55141824553718,null,15.55141824553718,13.478988304093566,1.7448509999999999,142.50507529171452,73.074428659649115,"G","G","G","|",".",".","."]
[2,4,15,{"$f":"INDEX(Assump!$C$30:$N$30,$A931)*INDEX(Assump!$C$56:$FN$56,($B931-1)*Hrs_in_dy+$C931)","v":0.53734554141293522},{"$f":"INDEX(ePrice!$F932:$K932,P_Off)*EPrice_Fac","v":125.4413903881433},15.55141824553718,null,15.55141824553718,13.478988304093566,1.7448509999999999,142.41697841785907,73.074428659649115,"G","G","G","|",".",".","."]
[2,4,16,{"$f":"INDEX(Assump!$C$30:$N$30,$A932)*INDEX(Assump!$C$56:$FN$56,($B932-1)*Hrs_in_dy+$C932)","v":0.53734554141293522},{"$f":"INDEX(ePrice!$F933:$K933,P_Off)*EPrice_Fac","v":120.58221853162999},15.55141824553718,null,15.55141824553718,13.478988304093566,1.7448509999999999,137.50872401734057,73.074428659649115,"G","G","G","|",".",".","."]
[2,4,17,{"$f":"INDEX(Assump!$C$30:$N$30,$A933)*INDEX(Assump!$C$56:$FN$56,($B933-1)*Hrs_in_dy+$C933)","v":0.53734554141293522},{"$f":"INDEX(ePrice!$F934:$K934,P_Off)*EPrice_Fac","v":103.78069738160902},15.55141824553718,null,15.55141824553718,13.478988304093566,1.7448509999999999,120.5374905324709,73.074428659649115,"G","G","G","|",".",".","."]
[2,4,18,{"$f":"INDEX(Assump!$C$30:$N$30,$A934)*INDEX(Assump!$C$56:$FN$56,($B934-1)*Hrs_in_dy+$C934)","v":0.53734554141293522},{"$f":"INDEX(ePrice!$F935:$K935,P_Off)*EPrice_Fac","v":100.84027543766763},15.55141824553718,null,15.55141824553718,13.478988304093566,1.7448509999999999,117.56736735677254,73.074428659649115,"G","G","G","|",".",".","."]
[2,4,19,{"$f":"INDEX(Assump!$C$30:$N$30,$A935)*INDEX(Assump!$C$56:$FN$56,($B935-1)*Hrs_in_dy+$C935)","v":0.53734554141293522},{"$f":"INDEX(ePrice!$F936:$K936,P_Off)*EPrice_Fac","v":86.188003378027531},15.55141824553718,null,15.55141824553718,13.478988304093566,1.7448509999999999,102.76709254905526,73.074428659649115,"G","G","G","|",".",".","."]
[2,4,20,{"$f":"INDEX(Assump!$C$30:$N$30,$A936)*INDEX(Assump!$C$56:$FN$56,($B936-1)*Hrs_in_dy+$C936)","v":0.53734554141293522},{"$f":"INDEX(ePrice!$F937:$K937,P_Off)*EPrice_Fac","v":86.667690856170509},15.55141824553718,null,15.55141824553718,13.478988304093566,1.7448509999999999,103.25162535526029,73.074428659649115,"G","G","G","|",".",".","."]
[2,4,21,{"$f":"INDEX(Assump!$C$30:$N$30,$A937)*INDEX(Assump!$C$56:$FN$56,($B937-1)*Hrs_in_dy+$C937)","v":0.53734554141293522},{"$f":"INDEX(ePrice!$F938:$K938,P_Off)*EPrice_Fac","v":81.820978414673903},15.55141824553718,null,15.55141824553718,13.478988304093566,1.7448509999999999,98.355956222435438,73.074428659649115,"G","G","G","|",".",".","."]
[2,4,22,{"$f":"INDEX(Assump!$C$30:$N$30,$A938)*INDEX(Assump!$C$56:$FN$56,($B938-1)*Hrs_in_dy+$C938)","v":0.53734554141293522},{"$f":"INDEX(ePrice!$F939:$K939,P_Off)*EPrice_Fac","v":103.81807562665909},15.55141824553718,null,15.55141824553718,13.478988304093566,1.7448509999999999,120.5752463355518,73.074428659649115,"G","G","G","|",".",".","."]
[2,4,23,{"$f":"INDEX(Assump!$C$30:$N$30,$A939)*INDEX(Assump!$C$56:$FN$56,($B939-1)*Hrs_in_dy+$C939)","v":0.53734554141293522},{"$f":"INDEX(ePrice!$F940:$K940,P_Off)*EPrice_Fac","v":101.21405788816865},15.55141824553718,null,15.55141824553718,13.478988304093566,1.7448509999999999,117.94492538758165,73.074428659649115,"G","G","G","|",".",".","."]
[2,4,24,{"$f":"INDEX(Assump!$C$30:$N$30,$A940)*INDEX(Assump!$C$56:$FN$56,($B940-1)*Hrs_in_dy+$C940)","v":0.53734554141293522},{"$f":"INDEX(ePrice!$F941:$K941,P_Off)*EPrice_Fac","v":88.567751646217388},15.55141824553718,null,15.55141824553718,13.478988304093566,1.7448509999999999,105.17087867853996,73.074428659649115,"G","G","G","|",".",".","."]
[2,5,1,{"$f":"INDEX(Assump!$C$30:$N$30,$A941)*INDEX(Assump!$C$56:$FN$56,($B941-1)*Hrs_in_dy+$C941)","v":0.53734554141293522},{"$f":"INDEX(ePrice!$F942:$K942,P_Off)*EPrice_Fac","v":83.864322477412841},15.55141824553718,null,15.55141824553718,13.478988304093566,1.7448509999999999,100.41994012419194,73.074428659649115,"G","G","G","|",12.896292993910452,12.896292993910452,12.896292993910452]
[2,5,2,{"$f":"INDEX(Assump!$C$30:$N$30,$A942)*INDEX(Assump!$C$56:$FN$56,($B942-1)*Hrs_in_dy+$C942)","v":0.53734554141293522},{"$f":"INDEX(ePrice!$F943:$K943,P_Off)*EPrice_Fac","v":90.947499914407231},15.55141824553718,null,15.55141824553718,13.478988304093566,1.7448509999999999,107.57466480802465,73.074428659649115,"G","G","G","|",".",".","."]
[2,5,3,{"$f":"INDEX(Assump!$C$30:$N$30,$A943)*INDEX(Assump!$C$56:$FN$56,($B943-1)*Hrs_in_dy+$C943)","v":0.53734554141293522},{"$f":"INDEX(ePrice!$F944:$K944,P_Off)*EPrice_Fac","v":82.979704011227071},15.55141824553718,null,15.55141824553718,13.478988304093566,1.7448509999999999,99.526386117943687,73.074428659649115,"G","G","G","|",".",".","."]
[2,5,4,{"$f":"INDEX(Assump!$C$30:$N$30,$A944)*INDEX(Assump!$C$56:$FN$56,($B944-1)*Hrs_in_dy+$C944)","v":0.53734554141293522},{"$f":"INDEX(ePrice!$F945:$K945,P_Off)*EPrice_Fac","v":72.887577847699461},15.55141824553718,null,15.55141824553718,13.478988304093566,1.7448509999999999,89.332319286097615,73.074428659649115,"G","G","G","|",".",".","."]
[2,5,5,{"$f":"INDEX(Assump!$C$30:$N$30,$A945)*INDEX(Assump!$C$56:$FN$56,($B945-1)*Hrs_in_dy+$C945)","v":0.53734554141293522},{"$f":"INDEX(ePrice!$F946:$K946,P_Off)*EPrice_Fac","v":68.800889722221612},15.55141824553718,null,15.55141824553718,13.478988304093566,1.7448509999999999,85.204351482584642,73.074428659649115,"G","G","G","|",".",".","."]
[2,5,6,{"$f":"INDEX(Assump!$C$30:$N$30,$A946)*INDEX(Assump!$C$56:$FN$56,($B946-1)*Hrs_in_dy+$C946)","v":0.53734554141293522},{"$f":"INDEX(ePrice!$F947:$K947,P_Off)*EPrice_Fac","v":83.341027046711403},15.55141824553718,null,15.55141824553718,13.478988304093566,1.7448509999999999,99.891358881059176,73.074428659649115,"G","G","G","|",".",".","."]
[2,5,7,{"$f":"INDEX(Assump!$C$30:$N$30,$A947)*INDEX(Assump!$C$56:$FN$56,($B947-1)*Hrs_in_dy+$C947)","v":0.53734554141293522},{"$f":"INDEX(ePrice!$F948:$K948,P_Off)*EPrice_Fac","v":95.987333288662668},15.55141824553718,null,15.55141824553718,13.478988304093566,1.7448509999999999,112.66540559010086,73.074428659649115,"G","G","G","|",".",".","."]
[2,5,8,{"$f":"INDEX(Assump!$C$30:$N$30,$A948)*INDEX(Assump!$C$56:$FN$56,($B948-1)*Hrs_in_dy+$C948)","v":0.53734554141293522},{"$f":"INDEX(ePrice!$F949:$K949,P_Off)*EPrice_Fac","v":102.12359518438781},15.55141824553718,null,15.55141824553718,13.478988304093566,1.7448509999999999,118.86364992921716,73.074428659649115,"G","G","G","|",".",".","."]
[2,5,9,{"$f":"INDEX(Assump!$C$30:$N$30,$A949)*INDEX(Assump!$C$56:$FN$56,($B949-1)*Hrs_in_dy+$C949)","v":0.53734554141293522},{"$f":"INDEX(ePrice!$F950:$K950,P_Off)*EPrice_Fac","v":117.666715417722},15.55141824553718,null,15.55141824553718,13.478988304093566,1.7448509999999999,134.56377137702947,73.074428659649115,"G","G","G","|",".",".","."]
[2,5,10,{"$f":"INDEX(Assump!$C$30:$N$30,$A950)*INDEX(Assump!$C$56:$FN$56,($B950-1)*Hrs_in_dy+$C950)","v":0.53734554141293522},{"$f":"INDEX(ePrice!$F951:$K951,P_Off)*EPrice_Fac","v":121.89668681589193},15.55141824553718,null,15.55141824553718,13.478988304093566,1.7448509999999999,138.83646975901931,73.074428659649115,"G","G","G","|",".",".","."]
[2,5,11,{"$f":"INDEX(Assump!$C$30:$N$30,$A951)*INDEX(Assump!$C$56:$FN$56,($B951-1)*Hrs_in_dy+$C951)","v":0.53734554141293522},{"$f":"INDEX(ePrice!$F952:$K952,P_Off)*EPrice_Fac","v":126.22010382668708},15.55141824553718,null,15.55141824553718,13.478988304093566,1.7448509999999999,143.20355764871138,73.074428659649115,"G","G","G","|",".",".","."]
[2,5,12,{"$f":"INDEX(Assump!$C$30:$N$30,$A952)*INDEX(Assump!$C$56:$FN$56,($B952-1)*Hrs_in_dy+$C952)","v":0.53734554141293522},{"$f":"INDEX(ePrice!$F953:$K953,P_Off)*EPrice_Fac","v":116.14043707817616},15.55141824553718,null,15.55141824553718,13.478988304093566,1.7448509999999999,133.02207608455893,73.074428659649115,"G","G","G","|",".",".","."]
[2,5,13,{"$f":"INDEX(Assump!$C$30:$N$30,$A953)*INDEX(Assump!$C$56:$FN$56,($B953-1)*Hrs_in_dy+$C953)","v":0.53734554141293522},{"$f":"INDEX(ePrice!$F954:$K954,P_Off)*EPrice_Fac","v":111.11929282644576},15.55141824553718,null,15.55141824553718,13.478988304093566,1.7448509999999999,127.95021320402317,73.074428659649115,"G","G","G","|",".",".","."]
[2,5,14,{"$f":"INDEX(Assump!$C$30:$N$30,$A954)*INDEX(Assump!$C$56:$FN$56,($B954-1)*Hrs_in_dy+$C954)","v":0.53734554141293522},{"$f":"INDEX(ePrice!$F955:$K955,P_Off)*EPrice_Fac","v":112.45245023323272},15.55141824553718,null,15.55141824553718,13.478988304093566,1.7448509999999999,129.29683684724233,73.074428659649115,"G","G","G","|",".",".","."]
[2,5,15,{"$f":"INDEX(Assump!$C$30:$N$30,$A955)*INDEX(Assump!$C$56:$FN$56,($B955-1)*Hrs_in_dy+$C955)","v":0.53734554141293522},{"$f":"INDEX(ePrice!$F956:$K956,P_Off)*EPrice_Fac","v":111.43700790937163},15.55141824553718,null,15.55141824553718,13.478988304093566,1.7448509999999999,128.27113753021092,73.074428659649115,"G","G","G","|",".",".","."]
[2,5,16,{"$f":"INDEX(Assump!$C$30:$N$30,$A956)*INDEX(Assump!$C$56:$FN$56,($B956-1)*Hrs_in_dy+$C956)","v":0.53734554141293522},{"$f":"INDEX(ePrice!$F957:$K957,P_Off)*EPrice_Fac","v":111.49307527694677},15.55141824553718,null,15.55141824553718,13.478988304093566,1.7448509999999999,128.32777123483228,73.074428659649115,"G","G","G","|",".",".","."]
[2,5,17,{"$f":"INDEX(Assump!$C$30:$N$30,$A957)*INDEX(Assump!$C$56:$FN$56,($B957-1)*Hrs_in_dy+$C957)","v":0.53734554141293522},{"$f":"INDEX(ePrice!$F958:$K958,P_Off)*EPrice_Fac","v":109.93564839985919},15.55141824553718,null,15.55141824553718,13.478988304093566,1.7448509999999999,126.75461277312765,73.074428659649115,"G","G","G","|",".",".","."]
[2,5,18,{"$f":"INDEX(Assump!$C$30:$N$30,$A958)*INDEX(Assump!$C$56:$FN$56,($B958-1)*Hrs_in_dy+$C958)","v":0.53734554141293522},{"$f":"INDEX(ePrice!$F959:$K959,P_Off)*EPrice_Fac","v":109.31890735653251},15.55141824553718,null,15.55141824553718,13.478988304093566,1.7448509999999999,126.13164202229261,73.074428659649115,"G","G","G","|",".",".","."]
[2,5,19,{"$f":"INDEX(Assump!$C$30:$N$30,$A959)*INDEX(Assump!$C$56:$FN$56,($B959-1)*Hrs_in_dy+$C959)","v":0.53734554141293522},{"$f":"INDEX(ePrice!$F960:$K960,P_Off)*EPrice_Fac","v":106.16667535730721},15.55141824553718,null,15.55141824553718,13.478988304093566,1.7448509999999999,122.94756929580241,73.074428659649115,"G","G","G","|",".",".","."]
[2,5,20,{"$f":"INDEX(Assump!$C$30:$N$30,$A960)*INDEX(Assump!$C$56:$FN$56,($B960-1)*Hrs_in_dy+$C960)","v":0.53734554141293522},{"$f":"INDEX(ePrice!$F961:$K961,P_Off)*EPrice_Fac","v":95.526334933044751},15.55141824553718,null,15.55141824553718,13.478988304093566,1.7448509999999999,112.1997506854363,73.074428659649115,"G","G","G","|",".",".","."]
[2,5,21,{"$f":"INDEX(Assump!$C$30:$N$30,$A961)*INDEX(Assump!$C$56:$FN$56,($B961-1)*Hrs_in_dy+$C961)","v":0.53734554141293522},{"$f":"INDEX(ePrice!$F962:$K962,P_Off)*EPrice_Fac","v":96.155535391388156},15.55141824553718,null,15.55141824553718,13.478988304093566,1.7448509999999999,112.83530670396499,73.074428659649115,"G","G","G","|",".",".","."]
[2,5,22,{"$f":"INDEX(Assump!$C$30:$N$30,$A962)*INDEX(Assump!$C$56:$FN$56,($B962-1)*Hrs_in_dy+$C962)","v":0.53734554141293522},{"$f":"INDEX(ePrice!$F963:$K963,P_Off)*EPrice_Fac","v":100.49764152470836},15.55141824553718,null,15.55141824553718,13.478988304093566,1.7448509999999999,117.22127249519751,73.074428659649115,"G","G","G","|",".",".","."]
[2,5,23,{"$f":"INDEX(Assump!$C$30:$N$30,$A963)*INDEX(Assump!$C$56:$FN$56,($B963-1)*Hrs_in_dy+$C963)","v":0.53734554141293522},{"$f":"INDEX(ePrice!$F964:$K964,P_Off)*EPrice_Fac","v":95.252227802677325},15.55141824553718,null,15.55141824553718,13.478988304093566,1.7448509999999999,111.92287479617627,73.074428659649115,"G","G","G","|",".",".","."]
[2,5,24,{"$f":"INDEX(Assump!$C$30:$N$30,$A964)*INDEX(Assump!$C$56:$FN$56,($B964-1)*Hrs_in_dy+$C964)","v":0.53734554141293522},{"$f":"INDEX(ePrice!$F965:$K965,P_Off)*EPrice_Fac","v":96.174224513913188},15.55141824553718,null,15.55141824553718,13.478988304093566,1.7448509999999999,112.85418460550542,73.074428659649115,"G","G","G","|",".",".","."]
[2,6,1,{"$f":"INDEX(Assump!$C$30:$N$30,$A965)*INDEX(Assump!$C$56:$FN$56,($B965-1)*Hrs_in_dy+$C965)","v":0.53734554141293522},{"$f":"INDEX(ePrice!$F966:$K966,P_Off)*EPrice_Fac","v":104.82728824301185},{"$f":"Nwk_Elec_Var","v":15.55141824553718},null,15.55141824553718,{"$f":"IF(Other_fuel=\"Gas\",\nCHOOSE(Gas_price_option,Other_fuel_price_wholesale_flex,Gas_elec_m*$E965+Gas_elec_c),\nOther_fuel_price_wholesale_flex)","v":13.478988304093566},{"$f":"IF(Other_fuel=\"Gas\",Nwk_Gas_Var,0)","v":1.7448509999999999},121.59465301873639,73.074428659649115,{"$f":"IF(K965<L965,ID_E,ID_O)","v":"G"},{"$f":"IF($C965=1,IF(SUM($D965:$D988)=0,\".\",IF(SUMPRODUCT($K965:$K988,$D965:$D988)<SUMPRODUCT($L965:$L988,$D965:$D988),ID_E,ID_O)),N964)","v":"G"},{"$f":"IF(SUM($B965:$C965)=2,IF(SUMPRODUCT($K965:$K1132,$D965:$D1132)<SUMPRODUCT($L965:$L1132,$D965:$D1132),ID_E,ID_O),O964)","v":"G"},"|",{"$f":"IF($C965=1,SUMIFS($D965:$D988,M965:M988,ID_O),\".\")","v":12.896292993910452},{"$f":"IF($C965=1,SUMIFS($D965:$D988,N965:N988,ID_O),\".\")","v":12.896292993910452},{"$f":"IF($C965=1,SUMIFS($D965:$D988,O965:O988,ID_O),\".\")","v":12.896292993910452}]
[2,6,2,{"$f":"INDEX(Assump!$C$30:$N$30,$A966)*INDEX(Assump!$C$56:$FN$56,($B966-1)*Hrs_in_dy+$C966)","v":0.53734554141293522},{"$f":"INDEX(ePrice!$F967:$K967,P_Off)*EPrice_Fac","v":97.968380276318101},15.55141824553718,null,{"$f":"SUM($F966:$G966)","v":15.55141824553718},13.478988304093566,1.7448509999999999,{"$f":"SUM(E966,H966)/COP_Elec","v":114.66646315338917},{"$f":"SUM(I966:J966)*GJ_MWh/COP_Other","v":73.074428659649115},"G","G","G","|",".",".","."]
[2,6,3,{"$f":"INDEX(Assump!$C$30:$N$30,$A967)*INDEX(Assump!$C$56:$FN$56,($B967-1)*Hrs_in_dy+$C967)","v":0.53734554141293522},{"$f":"INDEX(ePrice!$F968:$K968,P_Off)*EPrice_Fac","v":89.78254461034571},15.55141824553718,null,15.55141824553718,13.478988304093566,1.7448509999999999,106.39794227866959,73.074428659649115,"G","G","G","|",".",".","."]
[2,6,4,{"$f":"INDEX(Assump!$C$30:$N$30,$A968)*INDEX(Assump!$C$56:$FN$56,($B968-1)*Hrs_in_dy+$C968)","v":0.53734554141293522},{"$f":"INDEX(ePrice!$F969:$K969,P_Off)*EPrice_Fac","v":71.598028393470941},15.55141824553718,null,15.55141824553718,13.478988304093566,1.7448509999999999,88.029744079806179,73.074428659649115,"G","G","G","|",".",".","."]
[2,6,5,{"$f":"INDEX(Assump!$C$30:$N$30,$A969)*INDEX(Assump!$C$56:$FN$56,($B969-1)*Hrs_in_dy+$C969)","v":0.53734554141293522},{"$f":"INDEX(ePrice!$F970:$K970,P_Off)*EPrice_Fac","v":79.62189166422624},15.55141824553718,null,15.55141824553718,13.478988304093566,1.7448509999999999,96.134656474508503,73.074428659649115,"G","G","G","|",".",".","."]
[2,6,6,{"$f":"INDEX(Assump!$C$30:$N$30,$A970)*INDEX(Assump!$C$56:$FN$56,($B970-1)*Hrs_in_dy+$C970)","v":0.53734554141293522},{"$f":"INDEX(ePrice!$F971:$K971,P_Off)*EPrice_Fac","v":96.024711533712775},15.55141824553718,null,15.55141824553718,13.478988304093566,1.7448509999999999,112.70316139318177,73.074428659649115,"G","G","G","|",".",".","."]
[2,6,7,{"$f":"INDEX(Assump!$C$30:$N$30,$A971)*INDEX(Assump!$C$56:$FN$56,($B971-1)*Hrs_in_dy+$C971)","v":0.53734554141293522},{"$f":"INDEX(ePrice!$F972:$K972,P_Off)*EPrice_Fac","v":99.301537683105082},15.55141824553718,null,15.55141824553718,13.478988304093566,1.7448509999999999,116.01308679660835,73.074428659649115,"G","G","G","|",".",".","."]
[2,6,8,{"$f":"INDEX(Assump!$C$30:$N$30,$A972)*INDEX(Assump!$C$56:$FN$56,($B972-1)*Hrs_in_dy+$C972)","v":0.53734554141293522},{"$f":"INDEX(ePrice!$F973:$K973,P_Off)*EPrice_Fac","v":101.01470724790141},15.55141824553718,null,15.55141824553718,13.478988304093566,1.7448509999999999,117.74356110448343,73.074428659649115,"G","G","G","|",".",".","."]
[2,6,9,{"$f":"INDEX(Assump!$C$30:$N$30,$A973)*INDEX(Assump!$C$56:$FN$56,($B973-1)*Hrs_in_dy+$C973)","v":0.53734554141293522},{"$f":"INDEX(ePrice!$F974:$K974,P_Off)*EPrice_Fac","v":96.778506142223165},15.55141824553718,null,15.55141824553718,13.478988304093566,1.7448509999999999,113.46457008864681,73.074428659649115,"G","G","G","|",".",".","."]
[2,6,10,{"$f":"INDEX(Assump!$C$30:$N$30,$A974)*INDEX(Assump!$C$56:$FN$56,($B974-1)*Hrs_in_dy+$C974)","v":0.53734554141293522},{"$f":"INDEX(ePrice!$F975:$K975,P_Off)*EPrice_Fac","v":93.040681637212941},15.55141824553718,null,15.55141824553718,13.478988304093566,1.7448509999999999,109.68898978055567,73.074428659649115,"G","G","G","|",".",".","."]
[2,6,11,{"$f":"INDEX(Assump!$C$30:$N$30,$A975)*INDEX(Assump!$C$56:$FN$56,($B975-1)*Hrs_in_dy+$C975)","v":0.53734554141293522},{"$f":"INDEX(ePrice!$F976:$K976,P_Off)*EPrice_Fac","v":92.953465732096035},15.55141824553718,null,15.55141824553718,13.478988304093566,1.7448509999999999,109.60089290670021,73.074428659649115,"G","G","G","|",".",".","."]
[2,6,12,{"$f":"INDEX(Assump!$C$30:$N$30,$A976)*INDEX(Assump!$C$56:$FN$56,($B976-1)*Hrs_in_dy+$C976)","v":0.53734554141293522},{"$f":"INDEX(ePrice!$F977:$K977,P_Off)*EPrice_Fac","v":98.697256054795091},15.55141824553718,null,15.55141824553718,13.478988304093566,1.7448509999999999,115.40270131346693,73.074428659649115,"G","G","G","|",".",".","."]
[2,6,13,{"$f":"INDEX(Assump!$C$30:$N$30,$A977)*INDEX(Assump!$C$56:$FN$56,($B977-1)*Hrs_in_dy+$C977)","v":0.53734554141293522},{"$f":"INDEX(ePrice!$F978:$K978,P_Off)*EPrice_Fac","v":100.97732900285133},15.55141824553718,null,15.55141824553718,13.478988304093566,1.7448509999999999,117.70580530140253,73.074428659649115,"G","G","G","|",".",".","."]
[2,6,14,{"$f":"INDEX(Assump!$C$30:$N$30,$A978)*INDEX(Assump!$C$56:$FN$56,($B978-1)*Hrs_in_dy+$C978)","v":0.53734554141293522},{"$f":"INDEX(ePrice!$F979:$K979,P_Off)*EPrice_Fac","v":93.912840688382005},15.55141824553718,null,15.55141824553718,13.478988304093566,1.7448509999999999,110.56995851911029,73.074428659649115,"G","G","G","|",".",".","."]
[2,6,15,{"$f":"INDEX(Assump!$C$30:$N$30,$A979)*INDEX(Assump!$C$56:$FN$56,($B979-1)*Hrs_in_dy+$C979)","v":0.53734554141293522},{"$f":"INDEX(ePrice!$F980:$K980,P_Off)*EPrice_Fac","v":96.965397367473685},15.55141824553718,null,15.55141824553718,13.478988304093566,1.7448509999999999,113.65334910405137,73.074428659649115,"G","G","G","|",".",".","."]
[2,6,16,{"$f":"INDEX(Assump!$C$30:$N$30,$A980)*INDEX(Assump!$C$56:$FN$56,($B980-1)*Hrs_in_dy+$C980)","v":0.53734554141293522},{"$f":"INDEX(ePrice!$F981:$K981,P_Off)*EPrice_Fac","v":96.460791059297307},15.55141824553718,null,15.55141824553718,13.478988304093566,1.7448509999999999,113.14364576245907,73.074428659649115,"G","G","G","|",".",".","."]
[2,6,17,{"$f":"INDEX(Assump!$C$30:$N$30,$A981)*INDEX(Assump!$C$56:$FN$56,($B981-1)*Hrs_in_dy+$C981)","v":0.53734554141293522},{"$f":"INDEX(ePrice!$F982:$K982,P_Off)*EPrice_Fac","v":92.610831819136763},15.55141824553718,null,15.55141824553718,13.478988304093566,1.7448509999999999,109.2547980451252,73.074428659649115,"G","G","G","|",".",".","."]
[2,6,18,{"$f":"INDEX(Assump!$C$30:$N$30,$A982)*INDEX(Assump!$C$56:$FN$56,($B982-1)*Hrs_in_dy+$C982)","v":0.53734554141293522},{"$f":"INDEX(ePrice!$F983:$K983,P_Off)*EPrice_Fac","v":92.67312889422027},15.55141824553718,null,15.55141824553718,13.478988304093566,1.7448509999999999,109.31772438359339,73.074428659649115,"G","G","G","|",".",".","."]
[2,6,19,{"$f":"INDEX(Assump!$C$30:$N$30,$A983)*INDEX(Assump!$C$56:$FN$56,($B983-1)*Hrs_in_dy+$C983)","v":0.53734554141293522},{"$f":"INDEX(ePrice!$F984:$K984,P_Off)*EPrice_Fac","v":95.576172593111551},15.55141824553718,null,15.55141824553718,13.478988304093566,1.7448509999999999,112.25009175621084,73.074428659649115,"G","G","G","|",".",".","."]
[2,6,20,{"$f":"INDEX(Assump!$C$30:$N$30,$A984)*INDEX(Assump!$C$56:$FN$56,($B984-1)*Hrs_in_dy+$C984)","v":0.53734554141293522},{"$f":"INDEX(ePrice!$F985:$K985,P_Off)*EPrice_Fac","v":104.27284427476869},15.55141824553718,null,15.55141824553718,13.478988304093566,1.7448509999999999,121.03460860636956,73.074428659649115,"G","G","G","|",".",".","."]
[2,6,21,{"$f":"INDEX(Assump!$C$30:$N$30,$A985)*INDEX(Assump!$C$56:$FN$56,($B985-1)*Hrs_in_dy+$C985)","v":0.53734554141293522},{"$f":"INDEX(ePrice!$F986:$K986,P_Off)*EPrice_Fac","v":103.5439684962917},15.55141824553718,null,15.55141824553718,13.478988304093566,1.7448509999999999,120.2983704462918,73.074428659649115,"G","G","G","|",".",".","."]
[2,6,22,{"$f":"INDEX(Assump!$C$30:$N$30,$A986)*INDEX(Assump!$C$56:$FN$56,($B986-1)*Hrs_in_dy+$C986)","v":0.53734554141293522},{"$f":"INDEX(ePrice!$F987:$K987,P_Off)*EPrice_Fac","v":113.95380974274518},15.55141824553718,null,15.55141824553718,13.478988304093566,1.7448509999999999,130.81336160432562,73.074428659649115,"G","G","G","|",".",".","."]
[2,6,23,{"$f":"INDEX(Assump!$C$30:$N$30,$A987)*INDEX(Assump!$C$56:$FN$56,($B987-1)*Hrs_in_dy+$C987)","v":0.53734554141293522},{"$f":"INDEX(ePrice!$F988:$K988,P_Off)*EPrice_Fac","v":108.29723532516304},15.55141824553718,null,15.55141824553718,13.478988304093566,1.7448509999999999,125.09965007141437,73.074428659649115,"G","G","G","|",".",".","."]
[2,6,24,{"$f":"INDEX(Assump!$C$30:$N$30,$A988)*INDEX(Assump!$C$56:$FN$56,($B988-1)*Hrs_in_dy+$C988)","v":0.53734554141293522},{"$f":"INDEX(ePrice!$F989:$K989,P_Off)*EPrice_Fac","v":100.65338421241711},15.55141824553718,null,15.55141824553718,13.478988304093566,1.7448509999999999,117.37858834136797,73.074428659649115,"G","G","G","|",".",".","."]
[2,7,1,{"$f":"INDEX(Assump!$C$30:$N$30,$A989)*INDEX(Assump!$C$56:$FN$56,($B989-1)*Hrs_in_dy+$C989)","v":0.53734554141293522},{"$f":"INDEX(ePrice!$F990:$K990,P_Off)*EPrice_Fac","v":103.10788897070717},15.55141824553718,null,15.55141824553718,13.478988304093566,1.7448509999999999,119.85788607701448,73.074428659649115,"G","G","G","|",12.896292993910452,12.896292993910452,12.896292993910452]
[2,7,2,{"$f":"INDEX(Assump!$C$30:$N$30,$A990)*INDEX(Assump!$C$56:$FN$56,($B990-1)*Hrs_in_dy+$C990)","v":0.53734554141293522},{"$f":"INDEX(ePrice!$F991:$K991,P_Off)*EPrice_Fac","v":96.130616561354742},15.55141824553718,null,15.55141824553718,13.478988304093566,1.7448509999999999,112.8101361685777,73.074428659649115,"G","G","G","|",".",".","."]
[2,7,3,{"$f":"INDEX(Assump!$C$30:$N$30,$A991)*INDEX(Assump!$C$56:$FN$56,($B991-1)*Hrs_in_dy+$C991)","v":0.53734554141293522},{"$f":"INDEX(ePrice!$F992:$K992,P_Off)*EPrice_Fac","v":88.031996800499243},15.55141824553718,null,15.55141824553718,13.478988304093566,1.7448509999999999,104.62971216771356,73.074428659649115,"G","G","G","|",".",".","."]
[2,7,4,{"$f":"INDEX(Assump!$C$30:$N$30,$A992)*INDEX(Assump!$C$56:$FN$56,($B992-1)*Hrs_in_dy+$C992)","v":0.53734554141293522},{"$f":"INDEX(ePrice!$F993:$K993,P_Off)*EPrice_Fac","v":82.873798983585132},15.55141824553718,null,15.55141824553718,13.478988304093566,1.7448509999999999,99.419411342547789,73.074428659649115,"G","G","G","|",".",".","."]
[2,7,5,{"$f":"INDEX(Assump!$C$30:$N$30,$A993)*INDEX(Assump!$C$56:$FN$56,($B993-1)*Hrs_in_dy+$C993)","v":0.53734554141293522},{"$f":"INDEX(ePrice!$F994:$K994,P_Off)*EPrice_Fac","v":82.936096058668639},15.55141824553718,null,15.55141824553718,13.478988304093566,1.7448509999999999,99.482337681015977,73.074428659649115,"G","G","G","|",".",".","."]
[2,7,6,{"$f":"INDEX(Assump!$C$30:$N$30,$A994)*INDEX(Assump!$C$56:$FN$56,($B994-1)*Hrs_in_dy+$C994)","v":0.53734554141293522},{"$f":"INDEX(ePrice!$F995:$K995,P_Off)*EPrice_Fac","v":87.377877512122438},15.55141824553718,null,15.55141824553718,13.478988304093566,1.7448509999999999,103.9689856137976,73.074428659649115,"G","G","G","|",".",".","."]
[2,7,7,{"$f":"INDEX(Assump!$C$30:$N$30,$A995)*INDEX(Assump!$C$56:$FN$56,($B995-1)*Hrs_in_dy+$C995)","v":0.53734554141293522},{"$f":"INDEX(ePrice!$F996:$K996,P_Off)*EPrice_Fac","v":88.798250824026354},15.55141824553718,null,15.55141824553718,13.478988304093566,1.7448509999999999,105.40370613087225,73.074428659649115,"G","G","G","|",".",".","."]
[2,7,8,{"$f":"INDEX(Assump!$C$30:$N$30,$A996)*INDEX(Assump!$C$56:$FN$56,($B996-1)*Hrs_in_dy+$C996)","v":0.53734554141293522},{"$f":"INDEX(ePrice!$F997:$K997,P_Off)*EPrice_Fac","v":89.738936657787264},15.55141824553718,null,15.55141824553718,13.478988304093566,1.7448509999999999,106.35389384174186,73.074428659649115,"G","G","G","|",".",".","."]
[2,7,9,{"$f":"INDEX(Assump!$C$30:$N$30,$A997)*INDEX(Assump!$C$56:$FN$56,($B997-1)*Hrs_in_dy+$C997)","v":0.53734554141293522},{"$f":"INDEX(ePrice!$F998:$K998,P_Off)*EPrice_Fac","v":89.819922855395802},15.55141824553718,null,15.55141824553718,13.478988304093566,1.7448509999999999,106.43569808175049,73.074428659649115,"G","G","G","|",".",".","."]
[2,7,10,{"$f":"INDEX(Assump!$C$30:$N$30,$A998)*INDEX(Assump!$C$56:$FN$56,($B998-1)*Hrs_in_dy+$C998)","v":0.53734554141293522},{"$f":"INDEX(ePrice!$F999:$K999,P_Off)*EPrice_Fac","v":99.880900481381659},15.55141824553718,null,15.55141824553718,13.478988304093566,1.7448509999999999,116.59830174436246,73.074428659649115,"G","G","G","|",".",".","."]
[2,7,11,{"$f":"INDEX(Assump!$C$30:$N$30,$A999)*INDEX(Assump!$C$56:$FN$56,($B999-1)*Hrs_in_dy+$C999)","v":0.53734554141293522},{"$f":"INDEX(ePrice!$F1000:$K1000,P_Off)*EPrice_Fac","v":107.13228002110151},15.55141824553718,null,15.55141824553718,13.478988304093566,1.7448509999999999,123.92292754205928,73.074428659649115,"G","G","G","|",".",".","."]
[2,7,12,{"$f":"INDEX(Assump!$C$30:$N$30,$A1000)*INDEX(Assump!$C$56:$FN$56,($B1000-1)*Hrs_in_dy+$C1000)","v":0.53734554141293522},{"$f":"INDEX(ePrice!$F1001:$K1001,P_Off)*EPrice_Fac","v":117.05620408190367},15.55141824553718,null,15.55141824553718,13.478988304093566,1.7448509999999999,133.94709326004127,73.074428659649115,"G","G","G","|",".",".","."]
[2,7,13,{"$f":"INDEX(Assump!$C$30:$N$30,$A1001)*INDEX(Assump!$C$56:$FN$56,($B1001-1)*Hrs_in_dy+$C1001)","v":0.53734554141293522},{"$f":"INDEX(ePrice!$F1002:$K1002,P_Off)*EPrice_Fac","v":97.046383565082252},15.55141824553718,null,15.55141824553718,13.478988304093566,1.7448509999999999,113.73515334406004,73.074428659649115,"G","G","G","|",".",".","."]
[2,7,14,{"$f":"INDEX(Assump!$C$30:$N$30,$A1002)*INDEX(Assump!$C$56:$FN$56,($B1002-1)*Hrs_in_dy+$C1002)","v":0.53734554141293522},{"$f":"INDEX(ePrice!$F1003:$K1003,P_Off)*EPrice_Fac","v":97.308031280432957},15.55141824553718,null,15.55141824553718,13.478988304093566,1.7448509999999999,113.9994439656264,73.074428659649115,"G","G","G","|",".",".","."]
[2,7,15,{"$f":"INDEX(Assump!$C$30:$N$30,$A1003)*INDEX(Assump!$C$56:$FN$56,($B1003-1)*Hrs_in_dy+$C1003)","v":0.53734554141293522},{"$f":"INDEX(ePrice!$F1004:$K1004,P_Off)*EPrice_Fac","v":95.607321130653318},15.55141824553718,null,15.55141824553718,13.478988304093566,1.7448509999999999,112.28155492544495,73.074428659649115,"G","G","G","|",".",".","."]
[2,7,16,{"$f":"INDEX(Assump!$C$30:$N$30,$A1004)*INDEX(Assump!$C$56:$FN$56,($B1004-1)*Hrs_in_dy+$C1004)","v":0.53734554141293522},{"$f":"INDEX(ePrice!$F1005:$K1005,P_Off)*EPrice_Fac","v":105.73682553923102},15.55141824553718,null,15.55141824553718,13.478988304093566,1.7448509999999999,122.51337756037192,73.074428659649115,"G","G","G","|",".",".","."]
[2,7,17,{"$f":"INDEX(Assump!$C$30:$N$30,$A1005)*INDEX(Assump!$C$56:$FN$56,($B1005-1)*Hrs_in_dy+$C1005)","v":0.53734554141293522},{"$f":"INDEX(ePrice!$F1006:$K1006,P_Off)*EPrice_Fac","v":104.66531584779476},15.55141824553718,null,15.55141824553718,13.478988304093566,1.7448509999999999,121.43104453871914,73.074428659649115,"G","G","G","|",".",".","."]
[2,7,18,{"$f":"INDEX(Assump!$C$30:$N$30,$A1006)*INDEX(Assump!$C$56:$FN$56,($B1006-1)*Hrs_in_dy+$C1006)","v":0.53734554141293522},{"$f":"INDEX(ePrice!$F1007:$K1007,P_Off)*EPrice_Fac","v":102.67803915263099},15.55141824553718,null,15.55141824553718,13.478988304093566,1.7448509999999999,119.42369434158401,73.074428659649115,"G","G","G","|",".",".","."]
[2,7,19,{"$f":"INDEX(Assump!$C$30:$N$30,$A1007)*INDEX(Assump!$C$56:$FN$56,($B1007-1)*Hrs_in_dy+$C1007)","v":0.53734554141293522},{"$f":"INDEX(ePrice!$F1008:$K1008,P_Off)*EPrice_Fac","v":98.24871711419388},15.55141824553718,null,15.55141824553718,13.478988304093566,1.7448509999999999,114.94963167649603,73.074428659649115,"G","G","G","|",".",".","."]
[2,7,20,{"$f":"INDEX(Assump!$C$30:$N$30,$A1008)*INDEX(Assump!$C$56:$FN$56,($B1008-1)*Hrs_in_dy+$C1008)","v":0.53734554141293522},{"$f":"INDEX(ePrice!$F1009:$K1009,P_Off)*EPrice_Fac","v":94.616797636825595},15.55141824553718,null,15.55141824553718,13.478988304093566,1.7448509999999999,111.28102614380079,73.074428659649115,"G","G","G","|",".",".","."]
[2,7,21,{"$f":"INDEX(Assump!$C$30:$N$30,$A1009)*INDEX(Assump!$C$56:$FN$56,($B1009-1)*Hrs_in_dy+$C1009)","v":0.53734554141293522},{"$f":"INDEX(ePrice!$F1010:$K1010,P_Off)*EPrice_Fac","v":93.102978712296448},15.55141824553718,null,15.55141824553718,13.478988304093566,1.7448509999999999,109.75191611902386,73.074428659649115,"G","G","G","|",".",".","."]
[2,7,22,{"$f":"INDEX(Assump!$C$30:$N$30,$A1010)*INDEX(Assump!$C$56:$FN$56,($B1010-1)*Hrs_in_dy+$C1010)","v":0.53734554141293522},{"$f":"INDEX(ePrice!$F1011:$K1011,P_Off)*EPrice_Fac","v":92.050158143385232},15.55141824553718,null,15.55141824553718,13.478988304093566,1.7448509999999999,108.68846099891152,73.074428659649115,"G","G","G","|",".",".","."]
[2,7,23,{"$f":"INDEX(Assump!$C$30:$N$30,$A1011)*INDEX(Assump!$C$56:$FN$56,($B1011-1)*Hrs_in_dy+$C1011)","v":0.53734554141293522},{"$f":"INDEX(ePrice!$F1012:$K1012,P_Off)*EPrice_Fac","v":92.972154854621095},15.55141824553718,null,15.55141824553718,13.478988304093566,1.7448509999999999,109.61977080824069,73.074428659649115,"G","G","G","|",".",".","."]
[2,7,24,{"$f":"INDEX(Assump!$C$30:$N$30,$A1012)*INDEX(Assump!$C$56:$FN$56,($B1012-1)*Hrs_in_dy+$C1012)","v":0.53734554141293522},{"$f":"INDEX(ePrice!$F1013:$K1013,P_Off)*EPrice_Fac","v":77.603466431520701},15.55141824553718,null,15.55141824553718,13.478988304093566,1.7448509999999999,94.095843108139277,73.074428659649115,"G","G","G","|",".",".","."]
[1,1,1,{"$f":"INDEX(Assump!$C$30:$N$30,$A1013)*INDEX(Assump!$C$56:$FN$56,($B1013-1)*Hrs_in_dy+$C1013)","v":0.64047833533817744},{"$f":"INDEX(ePrice!$F1014:$K1014,P_Off)*EPrice_Fac","v":70.327903568057891},15.55141824553718,null,15.55141824553718,13.478988304093566,1.7448509999999999,86.746789710702089,73.074428659649115,"G","G","G","|",11.528610036087191,15.371480048116251,15.371480048116251]
[1,1,2,{"$f":"INDEX(Assump!$C$30:$N$30,$A1014)*INDEX(Assump!$C$56:$FN$56,($B1014-1)*Hrs_in_dy+$C1014)","v":0.64047833533817744},{"$f":"INDEX(ePrice!$F1015:$K1015,P_Off)*EPrice_Fac","v":56.536996521758496},15.55141824553718,null,15.55141824553718,13.478988304093566,1.7448509999999999,72.816580573025931,73.074428659649115,"E","G","G","|",".",".","."]
[1,1,3,{"$f":"INDEX(Assump!$C$30:$N$30,$A1015)*INDEX(Assump!$C$56:$FN$56,($B1015-1)*Hrs_in_dy+$C1015)","v":0.64047833533817744},{"$f":"INDEX(ePrice!$F1016:$K1016,P_Off)*EPrice_Fac","v":56.234528495254004},15.55141824553718,null,15.55141824553718,13.478988304093566,1.7448509999999999,72.511057313930493,73.074428659649115,"E","G","G","|",".",".","."]
[1,1,4,{"$f":"INDEX(Assump!$C$30:$N$30,$A1016)*INDEX(Assump!$C$56:$FN$56,($B1016-1)*Hrs_in_dy+$C1016)","v":0.64047833533817744},{"$f":"INDEX(ePrice!$F1017:$K1017,P_Off)*EPrice_Fac","v":56.242703306781159},15.55141824553718,null,15.55141824553718,13.478988304093566,1.7448509999999999,72.519314699311465,73.074428659649115,"E","G","G","|",".",".","."]
[1,1,5,{"$f":"INDEX(Assump!$C$30:$N$30,$A1017)*INDEX(Assump!$C$56:$FN$56,($B1017-1)*Hrs_in_dy+$C1017)","v":0.64047833533817744},{"$f":"INDEX(ePrice!$F1018:$K1018,P_Off)*EPrice_Fac","v":54.648615058987211},15.55141824553718,null,15.55141824553718,13.478988304093566,1.7448509999999999,70.909124550024643,73.074428659649115,"E","G","G","|",".",".","."]
[1,1,6,{"$f":"INDEX(Assump!$C$30:$N$30,$A1018)*INDEX(Assump!$C$56:$FN$56,($B1018-1)*Hrs_in_dy+$C1018)","v":0.64047833533817744},{"$f":"INDEX(ePrice!$F1019:$K1019,P_Off)*EPrice_Fac","v":56.43889878343272},15.55141824553718,null,15.55141824553718,13.478988304093566,1.7448509999999999,72.717491948454438,73.074428659649115,"E","G","G","|",".",".","."]
[1,1,7,{"$f":"INDEX(Assump!$C$30:$N$30,$A1019)*INDEX(Assump!$C$56:$FN$56,($B1019-1)*Hrs_in_dy+$C1019)","v":0.64047833533817744},{"$f":"INDEX(ePrice!$F1020:$K1020,P_Off)*EPrice_Fac","v":68.880961927752622},15.55141824553718,null,15.55141824553718,13.478988304093566,1.7448509999999999,85.285232498272521,73.074428659649115,"G","G","G","|",".",".","."]
[1,1,8,{"$f":"INDEX(Assump!$C$30:$N$30,$A1020)*INDEX(Assump!$C$56:$FN$56,($B1020-1)*Hrs_in_dy+$C1020)","v":0.64047833533817744},{"$f":"INDEX(ePrice!$F1021:$K1021,P_Off)*EPrice_Fac","v":66.23232299295654},15.55141824553718,null,15.55141824553718,13.478988304093566,1.7448509999999999,82.609839634842146,73.074428659649115,"G","G","G","|",".",".","."]
[1,1,9,{"$f":"INDEX(Assump!$C$30:$N$30,$A1021)*INDEX(Assump!$C$56:$FN$56,($B1021-1)*Hrs_in_dy+$C1021)","v":0.64047833533817744},{"$f":"INDEX(ePrice!$F1022:$K1022,P_Off)*EPrice_Fac","v":106.19897654918518},15.55141824553718,null,15.55141824553718,13.478988304093566,1.7448509999999999,122.98019676234581,73.074428659649115,"G","G","G","|",".",".","."]
[1,1,10,{"$f":"INDEX(Assump!$C$30:$N$30,$A1022)*INDEX(Assump!$C$56:$FN$56,($B1022-1)*Hrs_in_dy+$C1022)","v":0.64047833533817744},{"$f":"INDEX(ePrice!$F1023:$K1023,P_Off)*EPrice_Fac","v":166.37376420052476},15.55141824553718,null,15.55141824553718,13.478988304093566,1.7448509999999999,183.76281055157773,73.074428659649115,"G","G","G","|",".",".","."]
[1,1,11,{"$f":"INDEX(Assump!$C$30:$N$30,$A1023)*INDEX(Assump!$C$56:$FN$56,($B1023-1)*Hrs_in_dy+$C1023)","v":0.64047833533817744},{"$f":"INDEX(ePrice!$F1024:$K1024,P_Off)*EPrice_Fac","v":132.12130390177285},15.55141824553718,null,15.55141824553718,13.478988304093566,1.7448509999999999,149.16436580536367,73.074428659649115,"G","G","G","|",".",".","."]
[1,1,12,{"$f":"INDEX(Assump!$C$30:$N$30,$A1024)*INDEX(Assump!$C$56:$FN$56,($B1024-1)*Hrs_in_dy+$C1024)","v":0.64047833533817744},{"$f":"INDEX(ePrice!$F1025:$K1025,P_Off)*EPrice_Fac","v":131.75343738305116},15.55141824553718,null,15.55141824553718,13.478988304093566,1.7448509999999999,148.79278346322056,73.074428659649115,"G","G","G","|",".",".","."]
[1,1,13,{"$f":"INDEX(Assump!$C$30:$N$30,$A1025)*INDEX(Assump!$C$56:$FN$56,($B1025-1)*Hrs_in_dy+$C1025)","v":0.64047833533817744},{"$f":"INDEX(ePrice!$F1026:$K1026,P_Off)*EPrice_Fac","v":229.3198129595676},15.55141824553718,null,15.55141824553718,13.478988304093566,1.7448509999999999,247.34467798495433,73.074428659649115,"G","G","G","|",".",".","."]
[1,1,14,{"$f":"INDEX(Assump!$C$30:$N$30,$A1026)*INDEX(Assump!$C$56:$FN$56,($B1026-1)*Hrs_in_dy+$C1026)","v":0.64047833533817744},{"$f":"INDEX(ePrice!$F1027:$K1027,P_Off)*EPrice_Fac","v":296.71295918937921},15.55141824553718,null,15.55141824553718,13.478988304093566,1.7448509999999999,315.41856306557213,73.074428659649115,"G","G","G","|",".",".","."]
[1,1,15,{"$f":"INDEX(Assump!$C$30:$N$30,$A1027)*INDEX(Assump!$C$56:$FN$56,($B1027-1)*Hrs_in_dy+$C1027)","v":0.64047833533817744},{"$f":"INDEX(ePrice!$F1028:$K1028,P_Off)*EPrice_Fac","v":208.53126724602919},15.55141824553718,null,15.55141824553718,13.478988304093566,1.7448509999999999,226.34614696117814,73.074428659649115,"G","G","G","|",".",".","."]
[1,1,16,{"$f":"INDEX(Assump!$C$30:$N$30,$A1028)*INDEX(Assump!$C$56:$FN$56,($B1028-1)*Hrs_in_dy+$C1028)","v":0.64047833533817744},{"$f":"INDEX(ePrice!$F1029:$K1029,P_Off)*EPrice_Fac","v":203.36478636087134},15.55141824553718,null,15.55141824553718,13.478988304093566,1.7448509999999999,221.12747940041265,73.074428659649115,"G","G","G","|",".",".","."]
[1,1,17,{"$f":"INDEX(Assump!$C$30:$N$30,$A1029)*INDEX(Assump!$C$56:$FN$56,($B1029-1)*Hrs_in_dy+$C1029)","v":0.64047833533817744},{"$f":"INDEX(ePrice!$F1030:$K1030,P_Off)*EPrice_Fac","v":117.39846834137853},{"$f":"Nwk_Elec_Var","v":15.55141824553718},null,15.55141824553718,{"$f":"IF(Other_fuel=\"Gas\",\nCHOOSE(Gas_price_option,Other_fuel_price_wholesale_flex,Gas_elec_m*$E1029+Gas_elec_c),\nOther_fuel_price_wholesale_flex)","v":13.478988304093566},{"$f":"IF(Other_fuel=\"Gas\",Nwk_Gas_Var,0)","v":1.7448509999999999},134.29281473425829,73.074428659649115,{"$f":"IF(K1029<L1029,ID_E,ID_O)","v":"G"},{"$f":"IF($C1029=1,IF(SUM($D1029:$D1052)=0,\".\",IF(SUMPRODUCT($K1029:$K1052,$D1029:$D1052)<SUMPRODUCT($L1029:$L1052,$D1029:$D1052),ID_E,ID_O)),N1028)","v":"G"},{"$f":"IF(SUM($B1029:$C1029)=2,IF(SUMPRODUCT($K1029:$K1196,$D1029:$D1196)<SUMPRODUCT($L1029:$L1196,$D1029:$D1196),ID_E,ID_O),O1028)","v":"G"},"|",{"$f":"IF($C1029=1,SUMIFS($D1029:$D1052,M1029:M1052,ID_O),\".\")","v":"."},{"$f":"IF($C1029=1,SUMIFS($D1029:$D1052,N1029:N1052,ID_O),\".\")","v":"."},{"$f":"IF($C1029=1,SUMIFS($D1029:$D1052,O1029:O1052,ID_O),\".\")","v":"."}]
[1,1,18,{"$f":"INDEX(Assump!$C$30:$N$30,$A1030)*INDEX(Assump!$C$56:$FN$56,($B1030-1)*Hrs_in_dy+$C1030)","v":0.64047833533817744},{"$f":"INDEX(ePrice!$F1031:$K1031,P_Off)*EPrice_Fac","v":92.874033759933269},15.55141824553718,null,{"$f":"SUM($F1030:$G1030)","v":15.55141824553718},13.478988304093566,1.7448509999999999,{"$f":"SUM(E1030,H1030)/COP_Elec","v":109.52065859138429},{"$f":"SUM(I1030:J1030)*GJ_MWh/COP_Other","v":73.074428659649115},"G","G","G","|",".",".","."]
[1,1,19,{"$f":"INDEX(Assump!$C$30:$N$30,$A1031)*INDEX(Assump!$C$56:$FN$56,($B1031-1)*Hrs_in_dy+$C1031)","v":0.64047833533817744},{"$f":"INDEX(ePrice!$F1032:$K1032,P_Off)*EPrice_Fac","v":104.50679056306546},15.55141824553718,null,15.55141824553718,13.478988304093566,1.7448509999999999,121.27091798848753,73.074428659649115,"G","G","G","|",".",".","."]
[1,1,20,{"$f":"INDEX(Assump!$C$30:$N$30,$A1032)*INDEX(Assump!$C$56:$FN$56,($B1032-1)*Hrs_in_dy+$C1032)","v":0.64047833533817744},{"$f":"INDEX(ePrice!$F1033:$K1033,P_Off)*EPrice_Fac","v":104.20432253656097},15.55141824553718,null,15.55141824553718,13.478988304093566,1.7448509999999999,120.96539472939206,73.074428659649115,"G","G","G","|",".",".","."]
[1,1,21,{"$f":"INDEX(Assump!$C$30:$N$30,$A1033)*INDEX(Assump!$C$56:$FN$56,($B1033-1)*Hrs_in_dy+$C1033)","v":0.64047833533817744},{"$f":"INDEX(ePrice!$F1034:$K1034,P_Off)*EPrice_Fac","v":78.061275272740318},15.55141824553718,null,15.55141824553718,13.478988304093566,1.7448509999999999,94.558276281088382,73.074428659649115,"G","G","G","|",".",".","."]
[1,1,22,{"$f":"INDEX(Assump!$C$30:$N$30,$A1034)*INDEX(Assump!$C$56:$FN$56,($B1034-1)*Hrs_in_dy+$C1034)","v":0.64047833533817744},{"$f":"INDEX(ePrice!$F1035:$K1035,P_Off)*EPrice_Fac","v":58.032987031226668},15.55141824553718,null,15.55141824553718,13.478988304093566,1.7448509999999999,74.32768209774126,73.074428659649115,"G","G","G","|",".",".","."]
[1,1,23,{"$f":"INDEX(Assump!$C$30:$N$30,$A1035)*INDEX(Assump!$C$56:$FN$56,($B1035-1)*Hrs_in_dy+$C1035)","v":0.64047833533817744},{"$f":"INDEX(ePrice!$F1036:$K1036,P_Off)*EPrice_Fac","v":56.880338605898736},15.55141824553718,null,15.55141824553718,13.478988304093566,1.7448509999999999,73.163390759026186,73.074428659649115,"G","G","G","|",".",".","."]
[1,1,24,{"$f":"INDEX(Assump!$C$30:$N$30,$A1036)*INDEX(Assump!$C$56:$FN$56,($B1036-1)*Hrs_in_dy+$C1036)","v":0.64047833533817744},{"$f":"INDEX(ePrice!$F1037:$K1037,P_Off)*EPrice_Fac","v":55.474271023229214},15.55141824553718,null,15.55141824553718,13.478988304093566,1.7448509999999999,71.743120473501421,73.074428659649115,"E","G","G","|",".",".","."]
[1,2,1,{"$f":"INDEX(Assump!$C$30:$N$30,$A1037)*INDEX(Assump!$C$56:$FN$56,($B1037-1)*Hrs_in_dy+$C1037)","v":0.64047833533817744},{"$f":"INDEX(ePrice!$F1038:$K1038,P_Off)*EPrice_Fac","v":65.284044855807309},15.55141824553718,null,15.55141824553718,13.478988304093566,1.7448509999999999,81.651982930651002,73.074428659649115,"G","G","G","|",12.809566706763544,15.371480048116251,15.371480048116251]
[1,2,2,{"$f":"INDEX(Assump!$C$30:$N$30,$A1038)*INDEX(Assump!$C$56:$FN$56,($B1038-1)*Hrs_in_dy+$C1038)","v":0.64047833533817744},{"$f":"INDEX(ePrice!$F1039:$K1039,P_Off)*EPrice_Fac","v":61.327436076667475},15.55141824553718,null,15.55141824553718,13.478988304093566,1.7448509999999999,77.655408406267327,73.074428659649115,"G","G","G","|",".",".","."]
[1,2,3,{"$f":"INDEX(Assump!$C$30:$N$30,$A1039)*INDEX(Assump!$C$56:$FN$56,($B1039-1)*Hrs_in_dy+$C1039)","v":0.64047833533817744},{"$f":"INDEX(ePrice!$F1040:$K1040,P_Off)*EPrice_Fac","v":53.872007963908125},15.55141824553718,null,15.55141824553718,13.478988304093566,1.7448509999999999,70.124672938833641,73.074428659649115,"E","G","G","|",".",".","."]
[1,2,4,{"$f":"INDEX(Assump!$C$30:$N$30,$A1040)*INDEX(Assump!$C$56:$FN$56,($B1040-1)*Hrs_in_dy+$C1040)","v":0.64047833533817744},{"$f":"INDEX(ePrice!$F1041:$K1041,P_Off)*EPrice_Fac","v":39.664185529724151},15.55141824553718,null,15.55141824553718,13.478988304093566,1.7448509999999999,55.773337146728615,73.074428659649115,"E","G","G","|",".",".","."]
[1,2,5,{"$f":"INDEX(Assump!$C$30:$N$30,$A1041)*INDEX(Assump!$C$56:$FN$56,($B1041-1)*Hrs_in_dy+$C1041)","v":0.64047833533817744},{"$f":"INDEX(ePrice!$F1042:$K1042,P_Off)*EPrice_Fac","v":39.108298345878069},15.55141824553718,null,15.55141824553718,13.478988304093566,1.7448509999999999,55.211834940823479,73.074428659649115,"E","G","G","|",".",".","."]
[1,2,6,{"$f":"INDEX(Assump!$C$30:$N$30,$A1042)*INDEX(Assump!$C$56:$FN$56,($B1042-1)*Hrs_in_dy+$C1042)","v":0.64047833533817744},{"$f":"INDEX(ePrice!$F1043:$K1043,P_Off)*EPrice_Fac","v":47.986143664361258},15.55141824553718,null,15.55141824553718,13.478988304093566,1.7448509999999999,64.179355464543875,73.074428659649115,"E","G","G","|",".",".","."]
[1,2,7,{"$f":"INDEX(Assump!$C$30:$N$30,$A1043)*INDEX(Assump!$C$56:$FN$56,($B1043-1)*Hrs_in_dy+$C1043)","v":0.64047833533817744},{"$f":"INDEX(ePrice!$F1044:$K1044,P_Off)*EPrice_Fac","v":73.368933456157123},15.55141824553718,null,15.55141824553718,13.478988304093566,1.7448509999999999,89.818537072418493,73.074428659649115,"G","G","G","|",".",".","."]
[1,2,8,{"$f":"INDEX(Assump!$C$30:$N$30,$A1044)*INDEX(Assump!$C$56:$FN$56,($B1044-1)*Hrs_in_dy+$C1044)","v":0.64047833533817744},{"$f":"INDEX(ePrice!$F1045:$K1045,P_Off)*EPrice_Fac","v":91.451616554209423},15.55141824553718,null,15.55141824553718,13.478988304093566,1.7448509999999999,108.08387353509758,73.074428659649115,"G","G","G","|",".",".","."]
[1,2,9,{"$f":"INDEX(Assump!$C$30:$N$30,$A1045)*INDEX(Assump!$C$56:$FN$56,($B1045-1)*Hrs_in_dy+$C1045)","v":0.64047833533817744},{"$f":"INDEX(ePrice!$F1046:$K1046,P_Off)*EPrice_Fac","v":100.73820244905005},15.55141824553718,null,15.55141824553718,13.478988304093566,1.7448509999999999,117.46426332786589,73.074428659649115,"G","G","G","|",".",".","."]
[1,2,10,{"$f":"INDEX(Assump!$C$30:$N$30,$A1046)*INDEX(Assump!$C$56:$FN$56,($B1046-1)*Hrs_in_dy+$C1046)","v":0.64047833533817744},{"$f":"INDEX(ePrice!$F1047:$K1047,P_Off)*EPrice_Fac","v":127.14284368173945},15.55141824553718,null,15.55141824553718,13.478988304093566,1.7448509999999999,144.13561810836023,73.074428659649115,"G","G","G","|",".",".","."]
[1,2,11,{"$f":"INDEX(Assump!$C$30:$N$30,$A1047)*INDEX(Assump!$C$56:$FN$56,($B1047-1)*Hrs_in_dy+$C1047)","v":0.64047833533817744},{"$f":"INDEX(ePrice!$F1048:$K1048,P_Off)*EPrice_Fac","v":104.68663641666272},15.55141824553718,null,15.55141824553718,13.478988304093566,1.7448509999999999,121.45258046686858,73.074428659649115,"G","G","G","|",".",".","."]
[1,2,12,{"$f":"INDEX(Assump!$C$30:$N$30,$A1048)*INDEX(Assump!$C$56:$FN$56,($B1048-1)*Hrs_in_dy+$C1048)","v":0.64047833533817744},{"$f":"INDEX(ePrice!$F1049:$K1049,P_Off)*EPrice_Fac","v":99.822623558009411},15.55141824553718,null,15.55141824553718,13.478988304093566,1.7448509999999999,116.53943616519858,73.074428659649115,"G","G","G","|",".",".","."]
[1,2,13,{"$f":"INDEX(Assump!$C$30:$N$30,$A1049)*INDEX(Assump!$C$56:$FN$56,($B1049-1)*Hrs_in_dy+$C1049)","v":0.64047833533817744},{"$f":"INDEX(ePrice!$F1050:$K1050,P_Off)*EPrice_Fac","v":105.05450293538439},15.55141824553718,null,15.55141824553718,13.478988304093566,1.7448509999999999,121.82416280901168,73.074428659649115,"G","G","G","|",".",".","."]
[1,2,14,{"$f":"INDEX(Assump!$C$30:$N$30,$A1050)*INDEX(Assump!$C$56:$FN$56,($B1050-1)*Hrs_in_dy+$C1050)","v":0.64047833533817744},{"$f":"INDEX(ePrice!$F1051:$K1051,P_Off)*EPrice_Fac","v":110.0493127784721},15.55141824553718,null,15.55141824553718,13.478988304093566,1.7448509999999999,126.86942527677705,73.074428659649115,"G","G","G","|",".",".","."]
[1,2,15,{"$f":"INDEX(Assump!$C$30:$N$30,$A1051)*INDEX(Assump!$C$56:$FN$56,($B1051-1)*Hrs_in_dy+$C1051)","v":0.64047833533817744},{"$f":"INDEX(ePrice!$F1052:$K1052,P_Off)*EPrice_Fac","v":105.16895029676449},15.55141824553718,null,15.55141824553718,13.478988304093566,1.7448509999999999,121.93976620434512,73.074428659649115,"G","G","G","|",".",".","."]
[1,2,16,{"$f":"INDEX(Assump!$C$30:$N$30,$A1052)*INDEX(Assump!$C$56:$FN$56,($B1052-1)*Hrs_in_dy+$C1052)","v":0.64047833533817744},{"$f":"INDEX(ePrice!$F1053:$K1053,P_Off)*EPrice_Fac","v":100.91804830264729},15.55141824553718,null,15.55141824553718,13.478988304093566,1.7448509999999999,117.64592580624694,73.074428659649115,"G","G","G","|",".",".","."]
[1,2,17,{"$f":"INDEX(Assump!$C$30:$N$30,$A1053)*INDEX(Assump!$C$56:$FN$56,($B1053-1)*Hrs_in_dy+$C1053)","v":0.64047833533817744},{"$f":"INDEX(ePrice!$F1054:$K1054,P_Off)*EPrice_Fac","v":107.00828289037287},15.55141824553718,null,15.55141824553718,13.478988304093566,1.7448509999999999,123.79767791506066,73.074428659649115,"G","G","G","|",".",".","."]
[1,2,18,{"$f":"INDEX(Assump!$C$30:$N$30,$A1054)*INDEX(Assump!$C$56:$FN$56,($B1054-1)*Hrs_in_dy+$C1054)","v":0.64047833533817744},{"$f":"INDEX(ePrice!$F1055:$K1055,P_Off)*EPrice_Fac","v":107.33527535145882},15.55141824553718,null,15.55141824553718,13.478988304093566,1.7448509999999999,124.12797333029899,73.074428659649115,"G","G","G","|",".",".","."]
[1,2,19,{"$f":"INDEX(Assump!$C$30:$N$30,$A1055)*INDEX(Assump!$C$56:$FN$56,($B1055-1)*Hrs_in_dy+$C1055)","v":0.64047833533817744},{"$f":"INDEX(ePrice!$F1056:$K1056,P_Off)*EPrice_Fac","v":99.274911185690456},15.55141824553718,null,15.55141824553718,13.478988304093566,1.7448509999999999,115.98619134467438,73.074428659649115,"G","G","G","|",".",".","."]
[1,2,20,{"$f":"INDEX(Assump!$C$30:$N$30,$A1056)*INDEX(Assump!$C$56:$FN$56,($B1056-1)*Hrs_in_dy+$C1056)","v":0.64047833533817744},{"$f":"INDEX(ePrice!$F1057:$K1057,P_Off)*EPrice_Fac","v":95.751567417489497},15.55141824553718,null,15.55141824553718,13.478988304093566,1.7448509999999999,112.4272582454815,73.074428659649115,"G","G","G","|",".",".","."]
[1,2,21,{"$f":"INDEX(Assump!$C$30:$N$30,$A1057)*INDEX(Assump!$C$56:$FN$56,($B1057-1)*Hrs_in_dy+$C1057)","v":0.64047833533817744},{"$f":"INDEX(ePrice!$F1058:$K1058,P_Off)*EPrice_Fac","v":90.822156066618987},15.55141824553718,null,15.55141824553718,13.478988304093566,1.7448509999999999,107.4480548607638,73.074428659649115,"G","G","G","|",".",".","."]
[1,2,22,{"$f":"INDEX(Assump!$C$30:$N$30,$A1058)*INDEX(Assump!$C$56:$FN$56,($B1058-1)*Hrs_in_dy+$C1058)","v":0.64047833533817744},{"$f":"INDEX(ePrice!$F1059:$K1059,P_Off)*EPrice_Fac","v":87.241588617727984},15.55141824553718,null,15.55141824553718,13.478988304093566,1.7448509999999999,103.8313200639042,73.074428659649115,"G","G","G","|",".",".","."]
[1,2,23,{"$f":"INDEX(Assump!$C$30:$N$30,$A1059)*INDEX(Assump!$C$56:$FN$56,($B1059-1)*Hrs_in_dy+$C1059)","v":0.64047833533817744},{"$f":"INDEX(ePrice!$F1060:$K1060,P_Off)*EPrice_Fac","v":79.091301525161015},15.55141824553718,null,15.55141824553718,13.478988304093566,1.7448509999999999,95.59870683908909,73.074428659649115,"G","G","G","|",".",".","."]
[1,2,24,{"$f":"INDEX(Assump!$C$30:$N$30,$A1060)*INDEX(Assump!$C$56:$FN$56,($B1060-1)*Hrs_in_dy+$C1060)","v":0.64047833533817744},{"$f":"INDEX(ePrice!$F1061:$K1061,P_Off)*EPrice_Fac","v":63.845278027029188},15.55141824553718,null,15.55141824553718,13.478988304093566,1.7448509999999999,80.198683103602391,73.074428659649115,"G","G","G","|",".",".","."]
[1,3,1,{"$f":"INDEX(Assump!$C$30:$N$30,$A1061)*INDEX(Assump!$C$56:$FN$56,($B1061-1)*Hrs_in_dy+$C1061)","v":0.64047833533817744},{"$f":"INDEX(ePrice!$F1062:$K1062,P_Off)*EPrice_Fac","v":62.210315721599507},15.55141824553718,null,15.55141824553718,13.478988304093566,1.7448509999999999,78.547206027410795,73.074428659649115,"G","G","G","|",13.450045042101721,15.371480048116251,15.371480048116251]
[1,3,2,{"$f":"INDEX(Assump!$C$30:$N$30,$A1062)*INDEX(Assump!$C$56:$FN$56,($B1062-1)*Hrs_in_dy+$C1062)","v":0.64047833533817744},{"$f":"INDEX(ePrice!$F1063:$K1063,P_Off)*EPrice_Fac","v":64.008774257572171},15.55141824553718,null,15.55141824553718,13.478988304093566,1.7448509999999999,80.363830811221561,73.074428659649115,"G","G","G","|",".",".","."]
[1,3,3,{"$f":"INDEX(Assump!$C$30:$N$30,$A1063)*INDEX(Assump!$C$56:$FN$56,($B1063-1)*Hrs_in_dy+$C1063)","v":0.64047833533817744},{"$f":"INDEX(ePrice!$F1064:$K1064,P_Off)*EPrice_Fac","v":54.681314305095796},15.55141824553718,null,15.55141824553718,13.478988304093566,1.7448509999999999,70.94215409154846,73.074428659649115,"E","G","G","|",".",".","."]
[1,3,4,{"$f":"INDEX(Assump!$C$30:$N$30,$A1064)*INDEX(Assump!$C$56:$FN$56,($B1064-1)*Hrs_in_dy+$C1064)","v":0.64047833533817744},{"$f":"INDEX(ePrice!$F1065:$K1065,P_Off)*EPrice_Fac","v":27.827058438413236},15.55141824553718,null,15.55141824553718,13.478988304093566,1.7448509999999999,43.816643115101435,73.074428659649115,"E","G","G","|",".",".","."]
[1,3,5,{"$f":"INDEX(Assump!$C$30:$N$30,$A1065)*INDEX(Assump!$C$56:$FN$56,($B1065-1)*Hrs_in_dy+$C1065)","v":0.64047833533817744},{"$f":"INDEX(ePrice!$F1066:$K1066,P_Off)*EPrice_Fac","v":19.382478130868915},15.55141824553718,null,15.55141824553718,13.478988304093566,1.7448509999999999,35.286764016571816,73.074428659649115,"E","G","G","|",".",".","."]
[1,3,6,{"$f":"INDEX(Assump!$C$30:$N$30,$A1066)*INDEX(Assump!$C$56:$FN$56,($B1066-1)*Hrs_in_dy+$C1066)","v":0.64047833533817744},{"$f":"INDEX(ePrice!$F1067:$K1067,P_Off)*EPrice_Fac","v":65.872631285762012},15.55141824553718,null,15.55141824553718,13.478988304093566,1.7448509999999999,82.24651467807999,73.074428659649115,"G","G","G","|",".",".","."]
[1,3,7,{"$f":"INDEX(Assump!$C$30:$N$30,$A1067)*INDEX(Assump!$C$56:$FN$56,($B1067-1)*Hrs_in_dy+$C1067)","v":0.64047833533817744},{"$f":"INDEX(ePrice!$F1068:$K1068,P_Off)*EPrice_Fac","v":72.281683523046382},15.55141824553718,null,15.55141824553718,13.478988304093566,1.7448509999999999,88.720304816751067,73.074428659649115,"G","G","G","|",".",".","."]
[1,3,8,{"$f":"INDEX(Assump!$C$30:$N$30,$A1068)*INDEX(Assump!$C$56:$FN$56,($B1068-1)*Hrs_in_dy+$C1068)","v":0.64047833533817744},{"$f":"INDEX(ePrice!$F1069:$K1069,P_Off)*EPrice_Fac","v":108.47974896525959},15.55141824553718,null,15.55141824553718,13.478988304093566,1.7448509999999999,125.2840072836331,73.074428659649115,"G","G","G","|",".",".","."]
[1,3,9,{"$f":"INDEX(Assump!$C$30:$N$30,$A1069)*INDEX(Assump!$C$56:$FN$56,($B1069-1)*Hrs_in_dy+$C1069)","v":0.64047833533817744},{"$f":"INDEX(ePrice!$F1070:$K1070,P_Off)*EPrice_Fac","v":115.25666772126566},15.55141824553718,null,15.55141824553718,13.478988304093566,1.7448509999999999,132.12937976444732,73.074428659649115,"G","G","G","|",".",".","."]
[1,3,10,{"$f":"INDEX(Assump!$C$30:$N$30,$A1070)*INDEX(Assump!$C$56:$FN$56,($B1070-1)*Hrs_in_dy+$C1070)","v":0.64047833533817744},{"$f":"INDEX(ePrice!$F1071:$K1071,P_Off)*EPrice_Fac","v":108.01378470821213},15.55141824553718,null,15.55141824553718,13.478988304093566,1.7448509999999999,124.81333631691849,73.074428659649115,"G","G","G","|",".",".","."]
[1,3,11,{"$f":"INDEX(Assump!$C$30:$N$30,$A1071)*INDEX(Assump!$C$56:$FN$56,($B1071-1)*Hrs_in_dy+$C1071)","v":0.64047833533817744},{"$f":"INDEX(ePrice!$F1072:$K1072,P_Off)*EPrice_Fac","v":102.86365344610861},15.55141824553718,null,15.55141824553718,13.478988304093566,1.7448509999999999,119.61118352691494,73.074428659649115,"G","G","G","|",".",".","."]
[1,3,12,{"$f":"INDEX(Assump!$C$30:$N$30,$A1072)*INDEX(Assump!$C$56:$FN$56,($B1072-1)*Hrs_in_dy+$C1072)","v":0.64047833533817744},{"$f":"INDEX(ePrice!$F1073:$K1073,P_Off)*EPrice_Fac","v":97.206683869321907},15.55141824553718,null,15.55141824553718,13.478988304093566,1.7448509999999999,113.89707284329201,73.074428659649115,"G","G","G","|",".",".","."]
[1,3,13,{"$f":"INDEX(Assump!$C$30:$N$30,$A1073)*INDEX(Assump!$C$56:$FN$56,($B1073-1)*Hrs_in_dy+$C1073)","v":0.64047833533817744},{"$f":"INDEX(ePrice!$F1074:$K1074,P_Off)*EPrice_Fac","v":96.299279789808438},15.55141824553718,null,15.55141824553718,13.478988304093566,1.7448509999999999,112.98050306600567,73.074428659649115,"G","G","G","|",".",".","."]
[1,3,14,{"$f":"INDEX(Assump!$C$30:$N$30,$A1074)*INDEX(Assump!$C$56:$FN$56,($B1074-1)*Hrs_in_dy+$C1074)","v":0.64047833533817744},{"$f":"INDEX(ePrice!$F1075:$K1075,P_Off)*EPrice_Fac","v":95.906888836505317},15.55141824553718,null,15.55141824553718,13.478988304093566,1.7448509999999999,112.58414856771969,73.074428659649115,"G","G","G","|",".",".","."]
[1,3,15,{"$f":"INDEX(Assump!$C$30:$N$30,$A1075)*INDEX(Assump!$C$56:$FN$56,($B1075-1)*Hrs_in_dy+$C1075)","v":0.64047833533817744},{"$f":"INDEX(ePrice!$F1076:$K1076,P_Off)*EPrice_Fac","v":93.274599524763516},15.55141824553718,null,15.55141824553718,13.478988304093566,1.7448509999999999,109.92527047505121,73.074428659649115,"G","G","G","|",".",".","."]
[1,3,16,{"$f":"INDEX(Assump!$C$30:$N$30,$A1076)*INDEX(Assump!$C$56:$FN$56,($B1076-1)*Hrs_in_dy+$C1076)","v":0.64047833533817744},{"$f":"INDEX(ePrice!$F1077:$K1077,P_Off)*EPrice_Fac","v":93.111103294220555},15.55141824553718,null,15.55141824553718,13.478988304093566,1.7448509999999999,109.76012276743205,73.074428659649115,"G","G","G","|",".",".","."]
[1,3,17,{"$f":"INDEX(Assump!$C$30:$N$30,$A1077)*INDEX(Assump!$C$56:$FN$56,($B1077-1)*Hrs_in_dy+$C1077)","v":0.64047833533817744},{"$f":"INDEX(ePrice!$F1078:$K1078,P_Off)*EPrice_Fac","v":90.576911720804546},15.55141824553718,null,15.55141824553718,13.478988304093566,1.7448509999999999,107.20033329933507,73.074428659649115,"G","G","G","|",".",".","."]
[1,3,18,{"$f":"INDEX(Assump!$C$30:$N$30,$A1078)*INDEX(Assump!$C$56:$FN$56,($B1078-1)*Hrs_in_dy+$C1078)","v":0.64047833533817744},{"$f":"INDEX(ePrice!$F1079:$K1079,P_Off)*EPrice_Fac","v":93.029355178949089},15.55141824553718,null,15.55141824553718,13.478988304093566,1.7448509999999999,109.67754891362249,73.074428659649115,"G","G","G","|",".",".","."]
[1,3,19,{"$f":"INDEX(Assump!$C$30:$N$30,$A1079)*INDEX(Assump!$C$56:$FN$56,($B1079-1)*Hrs_in_dy+$C1079)","v":0.64047833533817744},{"$f":"INDEX(ePrice!$F1080:$K1080,P_Off)*EPrice_Fac","v":93.699689724175258},15.55141824553718,null,15.55141824553718,13.478988304093566,1.7448509999999999,110.35465451486105,73.074428659649115,"G","G","G","|",".",".","."]
[1,3,20,{"$f":"INDEX(Assump!$C$30:$N$30,$A1080)*INDEX(Assump!$C$56:$FN$56,($B1080-1)*Hrs_in_dy+$C1080)","v":0.64047833533817744},{"$f":"INDEX(ePrice!$F1081:$K1081,P_Off)*EPrice_Fac","v":89.358864803259436},15.55141824553718,null,15.55141824553718,13.478988304093566,1.7448509999999999,105.96998287757233,73.074428659649115,"G","G","G","|",".",".","."]
[1,3,21,{"$f":"INDEX(Assump!$C$30:$N$30,$A1081)*INDEX(Assump!$C$56:$FN$56,($B1081-1)*Hrs_in_dy+$C1081)","v":0.64047833533817744},{"$f":"INDEX(ePrice!$F1082:$K1082,P_Off)*EPrice_Fac","v":87.029043518022135},15.55141824553718,null,15.55141824553718,13.478988304093566,1.7448509999999999,103.61662804399931,73.074428659649115,"G","G","G","|",".",".","."]
[1,3,22,{"$f":"INDEX(Assump!$C$30:$N$30,$A1082)*INDEX(Assump!$C$56:$FN$56,($B1082-1)*Hrs_in_dy+$C1082)","v":0.64047833533817744},{"$f":"INDEX(ePrice!$F1083:$K1083,P_Off)*EPrice_Fac","v":81.527395360251234},15.55141824553718,null,15.55141824553718,13.478988304093566,1.7448509999999999,98.059407682614562,73.074428659649115,"G","G","G","|",".",".","."]
[1,3,23,{"$f":"INDEX(Assump!$C$30:$N$30,$A1083)*INDEX(Assump!$C$56:$FN$56,($B1083-1)*Hrs_in_dy+$C1083)","v":0.64047833533817744},{"$f":"INDEX(ePrice!$F1084:$K1084,P_Off)*EPrice_Fac","v":70.638546406089532},15.55141824553718,null,15.55141824553718,13.478988304093566,1.7448509999999999,87.060570355178498,73.074428659649115,"G","G","G","|",".",".","."]
[1,3,24,{"$f":"INDEX(Assump!$C$30:$N$30,$A1084)*INDEX(Assump!$C$56:$FN$56,($B1084-1)*Hrs_in_dy+$C1084)","v":0.64047833533817744},{"$f":"INDEX(ePrice!$F1085:$K1085,P_Off)*EPrice_Fac","v":56.88033860589875},15.55141824553718,null,15.55141824553718,13.478988304093566,1.7448509999999999,73.1633907590262,73.074428659649115,"G","G","G","|",".",".","."]
[1,4,1,{"$f":"INDEX(Assump!$C$30:$N$30,$A1085)*INDEX(Assump!$C$56:$FN$56,($B1085-1)*Hrs_in_dy+$C1085)","v":0.64047833533817744},{"$f":"INDEX(ePrice!$F1086:$K1086,P_Off)*EPrice_Fac","v":65.872631285762012},15.55141824553718,null,15.55141824553718,13.478988304093566,1.7448509999999999,82.24651467807999,73.074428659649115,"G","G","G","|",15.371480048116251,15.371480048116251,15.371480048116251]
[1,4,2,{"$f":"INDEX(Assump!$C$30:$N$30,$A1086)*INDEX(Assump!$C$56:$FN$56,($B1086-1)*Hrs_in_dy+$C1086)","v":0.64047833533817744},{"$f":"INDEX(ePrice!$F1087:$K1087,P_Off)*EPrice_Fac","v":73.352583833102813},15.55141824553718,null,15.55141824553718,13.478988304093566,1.7448509999999999,89.802022301656564,73.074428659649115,"G","G","G","|",".",".","."]
[1,4,3,{"$f":"INDEX(Assump!$C$30:$N$30,$A1087)*INDEX(Assump!$C$56:$FN$56,($B1087-1)*Hrs_in_dy+$C1087)","v":0.64047833533817744},{"$f":"INDEX(ePrice!$F1088:$K1088,P_Off)*EPrice_Fac","v":69.551296472978819},15.55141824553718,null,15.55141824553718,13.478988304093566,1.7448509999999999,85.962338099511115,73.074428659649115,"G","G","G","|",".",".","."]
[1,4,4,{"$f":"INDEX(Assump!$C$30:$N$30,$A1088)*INDEX(Assump!$C$56:$FN$56,($B1088-1)*Hrs_in_dy+$C1088)","v":0.64047833533817744},{"$f":"INDEX(ePrice!$F1089:$K1089,P_Off)*EPrice_Fac","v":70.172582149042086},15.55141824553718,null,15.55141824553718,13.478988304093566,1.7448509999999999,86.589899388463905,73.074428659649115,"G","G","G","|",".",".","."]
[1,4,5,{"$f":"INDEX(Assump!$C$30:$N$30,$A1089)*INDEX(Assump!$C$56:$FN$56,($B1089-1)*Hrs_in_dy+$C1089)","v":0.64047833533817744},{"$f":"INDEX(ePrice!$F1090:$K1090,P_Off)*EPrice_Fac","v":69.412324677017267},15.55141824553718,null,15.55141824553718,13.478988304093566,1.7448509999999999,85.82196254803479,73.074428659649115,"G","G","G","|",".",".","."]
[1,4,6,{"$f":"INDEX(Assump!$C$30:$N$30,$A1090)*INDEX(Assump!$C$56:$FN$56,($B1090-1)*Hrs_in_dy+$C1090)","v":0.64047833533817744},{"$f":"INDEX(ePrice!$F1091:$K1091,P_Off)*EPrice_Fac","v":70.058134787661999},15.55141824553718,null,15.55141824553718,13.478988304093566,1.7448509999999999,86.474295993130482,73.074428659649115,"G","G","G","|",".",".","."]
[1,4,7,{"$f":"INDEX(Assump!$C$30:$N$30,$A1091)*INDEX(Assump!$C$56:$FN$56,($B1091-1)*Hrs_in_dy+$C1091)","v":0.64047833533817744},{"$f":"INDEX(ePrice!$F1092:$K1092,P_Off)*EPrice_Fac","v":73.189087602559852},15.55141824553718,null,15.55141824553718,13.478988304093566,1.7448509999999999,89.636874594037408,73.074428659649115,"G","G","G","|",".",".","."]
[1,4,8,{"$f":"INDEX(Assump!$C$30:$N$30,$A1092)*INDEX(Assump!$C$56:$FN$56,($B1092-1)*Hrs_in_dy+$C1092)","v":0.64047833533817744},{"$f":"INDEX(ePrice!$F1093:$K1093,P_Off)*EPrice_Fac","v":89.080921211336374},15.55141824553718,null,15.55141824553718,13.478988304093566,1.7448509999999999,105.68923177461976,73.074428659649115,"G","G","G","|",".",".","."]
[1,4,9,{"$f":"INDEX(Assump!$C$30:$N$30,$A1093)*INDEX(Assump!$C$56:$FN$56,($B1093-1)*Hrs_in_dy+$C1093)","v":0.64047833533817744},{"$f":"INDEX(ePrice!$F1094:$K1094,P_Off)*EPrice_Fac","v":103.86915526394789},{"$f":"Nwk_Elec_Var","v":15.55141824553718},null,15.55141824553718,{"$f":"IF(Other_fuel=\"Gas\",\nCHOOSE(Gas_price_option,Other_fuel_price_wholesale_flex,Gas_elec_m*$E1093+Gas_elec_c),\nOther_fuel_price_wholesale_flex)","v":13.478988304093566},{"$f":"IF(Other_fuel=\"Gas\",Nwk_Gas_Var,0)","v":1.7448509999999999},120.62684192877279,73.074428659649115,{"$f":"IF(K1093<L1093,ID_E,ID_O)","v":"G"},{"$f":"IF($C1093=1,IF(SUM($D1093:$D1116)=0,\".\",IF(SUMPRODUCT($K1093:$K1116,$D1093:$D1116)<SUMPRODUCT($L1093:$L1116,$D1093:$D1116),ID_E,ID_O)),N1092)","v":"G"},{"$f":"IF(SUM($B1093:$C1093)=2,IF(SUMPRODUCT($K1093:$K1260,$D1093:$D1260)<SUMPRODUCT($L1093:$L1260,$D1093:$D1260),ID_E,ID_O),O1092)","v":"G"},"|",{"$f":"IF($C1093=1,SUMIFS($D1093:$D1116,M1093:M1116,ID_O),\".\")","v":"."},{"$f":"IF($C1093=1,SUMIFS($D1093:$D1116,N1093:N1116,ID_O),\".\")","v":"."},{"$f":"IF($C1093=1,SUMIFS($D1093:$D1116,O1093:O1116,ID_O),\".\")","v":"."}]
[1,4,10,{"$f":"INDEX(Assump!$C$30:$N$30,$A1094)*INDEX(Assump!$C$56:$FN$56,($B1094-1)*Hrs_in_dy+$C1094)","v":0.64047833533817744},{"$f":"INDEX(ePrice!$F1095:$K1095,P_Off)*EPrice_Fac","v":104.8337830241514},15.55141824553718,null,{"$f":"SUM($F1094:$G1094)","v":15.55141824553718},13.478988304093566,1.7448509999999999,{"$f":"SUM(E1094,H1094)/COP_Elec","v":121.60121340372584},{"$f":"SUM(I1094:J1094)*GJ_MWh/COP_Other","v":73.074428659649115},"G","G","G","|",".",".","."]
[1,4,11,{"$f":"INDEX(Assump!$C$30:$N$30,$A1095)*INDEX(Assump!$C$56:$FN$56,($B1095-1)*Hrs_in_dy+$C1095)","v":0.64047833533817744},{"$f":"INDEX(ePrice!$F1096:$K1096,P_Off)*EPrice_Fac","v":102.34864031989829},15.55141824553718,null,15.55141824553718,13.478988304093566,1.7448509999999999,119.09096824791462,73.074428659649115,"G","G","G","|",".",".","."]
[1,4,12,{"$f":"INDEX(Assump!$C$30:$N$30,$A1096)*INDEX(Assump!$C$56:$FN$56,($B1096-1)*Hrs_in_dy+$C1096)","v":0.64047833533817744},{"$f":"INDEX(ePrice!$F1097:$K1097,P_Off)*EPrice_Fac","v":95.898714024978176},15.55141824553718,null,15.55141824553718,13.478988304093566,1.7448509999999999,112.57589118233874,73.074428659649115,"G","G","G","|",".",".","."]
[1,4,13,{"$f":"INDEX(Assump!$C$30:$N$30,$A1097)*INDEX(Assump!$C$56:$FN$56,($B1097-1)*Hrs_in_dy+$C1097)","v":0.64047833533817744},{"$f":"INDEX(ePrice!$F1098:$K1098,P_Off)*EPrice_Fac","v":85.541227820081119},15.55141824553718,null,15.55141824553718,13.478988304093566,1.7448509999999999,102.11378390466494,73.074428659649115,"G","G","G","|",".",".","."]
[1,4,14,{"$f":"INDEX(Assump!$C$30:$N$30,$A1098)*INDEX(Assump!$C$56:$FN$56,($B1098-1)*Hrs_in_dy+$C1098)","v":0.64047833533817744},{"$f":"INDEX(ePrice!$F1099:$K1099,P_Off)*EPrice_Fac","v":100.04334346924242},15.55141824553718,null,15.55141824553718,13.478988304093566,1.7448509999999999,116.76238557048444,73.074428659649115,"G","G","G","|",".",".","."]
[1,4,15,{"$f":"INDEX(Assump!$C$30:$N$30,$A1099)*INDEX(Assump!$C$56:$FN$56,($B1099-1)*Hrs_in_dy+$C1099)","v":0.64047833533817744},{"$f":"INDEX(ePrice!$F1100:$K1100,P_Off)*EPrice_Fac","v":104.35964395557679},15.55141824553718,null,15.55141824553718,13.478988304093566,1.7448509999999999,121.12228505163027,73.074428659649115,"G","G","G","|",".",".","."]
[1,4,16,{"$f":"INDEX(Assump!$C$30:$N$30,$A1100)*INDEX(Assump!$C$56:$FN$56,($B1100-1)*Hrs_in_dy+$C1100)","v":0.64047833533817744},{"$f":"INDEX(ePrice!$F1101:$K1101,P_Off)*EPrice_Fac","v":117.12052474945546},15.55141824553718,null,15.55141824553718,13.478988304093566,1.7448509999999999,134.01206363130569,73.074428659649115,"G","G","G","|",".",".","."]
[1,4,17,{"$f":"INDEX(Assump!$C$30:$N$30,$A1101)*INDEX(Assump!$C$56:$FN$56,($B1101-1)*Hrs_in_dy+$C1101)","v":0.64047833533817744},{"$f":"INDEX(ePrice!$F1102:$K1102,P_Off)*EPrice_Fac","v":96.675321120057262},15.55141824553718,null,15.55141824553718,13.478988304093566,1.7448509999999999,113.36034279352974,73.074428659649115,"G","G","G","|",".",".","."]
[1,4,18,{"$f":"INDEX(Assump!$C$30:$N$30,$A1102)*INDEX(Assump!$C$56:$FN$56,($B1102-1)*Hrs_in_dy+$C1102)","v":0.64047833533817744},{"$f":"INDEX(ePrice!$F1103:$K1103,P_Off)*EPrice_Fac","v":91.140973716177797},15.55141824553718,null,15.55141824553718,13.478988304093566,1.7448509999999999,107.77009289062119,73.074428659649115,"G","G","G","|",".",".","."]
[1,4,19,{"$f":"INDEX(Assump!$C$30:$N$30,$A1103)*INDEX(Assump!$C$56:$FN$56,($B1103-1)*Hrs_in_dy+$C1103)","v":0.64047833533817744},{"$f":"INDEX(ePrice!$F1104:$K1104,P_Off)*EPrice_Fac","v":77.832380549980158},15.55141824553718,null,15.55141824553718,13.478988304093566,1.7448509999999999,94.32706949042155,73.074428659649115,"G","G","G","|",".",".","."]
[1,4,20,{"$f":"INDEX(Assump!$C$30:$N$30,$A1104)*INDEX(Assump!$C$56:$FN$56,($B1104-1)*Hrs_in_dy+$C1104)","v":0.64047833533817744},{"$f":"INDEX(ePrice!$F1105:$K1105,P_Off)*EPrice_Fac","v":76.867752789776645},15.55141824553718,null,15.55141824553718,13.478988304093566,1.7448509999999999,93.352698015468505,73.074428659649115,"G","G","G","|",".",".","."]
[1,4,21,{"$f":"INDEX(Assump!$C$30:$N$30,$A1105)*INDEX(Assump!$C$56:$FN$56,($B1105-1)*Hrs_in_dy+$C1105)","v":0.64047833533817744},{"$f":"INDEX(ePrice!$F1106:$K1106,P_Off)*EPrice_Fac","v":77.489038465839911},15.55141824553718,null,15.55141824553718,13.478988304093566,1.7448509999999999,93.98025930442131,73.074428659649115,"G","G","G","|",".",".","."]
[1,4,22,{"$f":"INDEX(Assump!$C$30:$N$30,$A1106)*INDEX(Assump!$C$56:$FN$56,($B1106-1)*Hrs_in_dy+$C1106)","v":0.64047833533817744},{"$f":"INDEX(ePrice!$F1107:$K1107,P_Off)*EPrice_Fac","v":84.0043632529772},15.55141824553718,null,15.55141824553718,13.478988304093566,1.7448509999999999,100.56139545304482,73.074428659649115,"G","G","G","|",".",".","."]
[1,4,23,{"$f":"INDEX(Assump!$C$30:$N$30,$A1107)*INDEX(Assump!$C$56:$FN$56,($B1107-1)*Hrs_in_dy+$C1107)","v":0.64047833533817744},{"$f":"INDEX(ePrice!$F1108:$K1108,P_Off)*EPrice_Fac","v":80.824361568916487},15.55141824553718,null,15.55141824553718,13.478988304093566,1.7448509999999999,97.349272539852194,73.074428659649115,"G","G","G","|",".",".","."]
[1,4,24,{"$f":"INDEX(Assump!$C$30:$N$30,$A1108)*INDEX(Assump!$C$56:$FN$56,($B1108-1)*Hrs_in_dy+$C1108)","v":0.64047833533817744},{"$f":"INDEX(ePrice!$F1109:$K1109,P_Off)*EPrice_Fac","v":76.573459574799301},15.55141824553718,null,15.55141824553718,13.478988304093566,1.7448509999999999,93.055432141754025,73.074428659649115,"G","G","G","|",".",".","."]
[1,5,1,{"$f":"INDEX(Assump!$C$30:$N$30,$A1109)*INDEX(Assump!$C$56:$FN$56,($B1109-1)*Hrs_in_dy+$C1109)","v":0.64047833533817744},{"$f":"INDEX(ePrice!$F1110:$K1110,P_Off)*EPrice_Fac","v":71.022762547865511},15.55141824553718,null,15.55141824553718,13.478988304093566,1.7448509999999999,87.448667468083528,73.074428659649115,"G","G","G","|",15.371480048116251,15.371480048116251,15.371480048116251]
[1,5,2,{"$f":"INDEX(Assump!$C$30:$N$30,$A1110)*INDEX(Assump!$C$56:$FN$56,($B1110-1)*Hrs_in_dy+$C1110)","v":0.64047833533817744},{"$f":"INDEX(ePrice!$F1111:$K1111,P_Off)*EPrice_Fac","v":73.033766183544031},15.55141824553718,null,15.55141824553718,13.478988304093566,1.7448509999999999,89.479984271799196,73.074428659649115,"G","G","G","|",".",".","."]
[1,5,3,{"$f":"INDEX(Assump!$C$30:$N$30,$A1111)*INDEX(Assump!$C$56:$FN$56,($B1111-1)*Hrs_in_dy+$C1111)","v":0.64047833533817744},{"$f":"INDEX(ePrice!$F1112:$K1112,P_Off)*EPrice_Fac","v":73.507905252118647},15.55141824553718,null,15.55141824553718,13.478988304093566,1.7448509999999999,89.958912623894776,73.074428659649115,"G","G","G","|",".",".","."]
[1,5,4,{"$f":"INDEX(Assump!$C$30:$N$30,$A1112)*INDEX(Assump!$C$56:$FN$56,($B1112-1)*Hrs_in_dy+$C1112)","v":0.64047833533817744},{"$f":"INDEX(ePrice!$F1113:$K1113,P_Off)*EPrice_Fac","v":73.499730440591478},15.55141824553718,null,15.55141824553718,13.478988304093566,1.7448509999999999,89.950655238513789,73.074428659649115,"G","G","G","|",".",".","."]
[1,5,5,{"$f":"INDEX(Assump!$C$30:$N$30,$A1113)*INDEX(Assump!$C$56:$FN$56,($B1113-1)*Hrs_in_dy+$C1113)","v":0.64047833533817744},{"$f":"INDEX(ePrice!$F1114:$K1114,P_Off)*EPrice_Fac","v":74.431658954686412},15.55141824553718,null,15.55141824553718,13.478988304093566,1.7448509999999999,90.891997171943018,73.074428659649115,"G","G","G","|",".",".","."]
[1,5,6,{"$f":"INDEX(Assump!$C$30:$N$30,$A1114)*INDEX(Assump!$C$56:$FN$56,($B1114-1)*Hrs_in_dy+$C1114)","v":0.64047833533817744},{"$f":"INDEX(ePrice!$F1115:$K1115,P_Off)*EPrice_Fac","v":74.276337535670606},15.55141824553718,null,15.55141824553718,13.478988304093566,1.7448509999999999,90.735106849704835,73.074428659649115,"G","G","G","|",".",".","."]
[1,5,7,{"$f":"INDEX(Assump!$C$30:$N$30,$A1115)*INDEX(Assump!$C$56:$FN$56,($B1115-1)*Hrs_in_dy+$C1115)","v":0.64047833533817744},{"$f":"INDEX(ePrice!$F1116:$K1116,P_Off)*EPrice_Fac","v":74.685078112027995},15.55141824553718,null,15.55141824553718,13.478988304093566,1.7448509999999999,91.147976118752695,73.074428659649115,"G","G","G","|",".",".","."]
[1,5,8,{"$f":"INDEX(Assump!$C$30:$N$30,$A1116)*INDEX(Assump!$C$56:$FN$56,($B1116-1)*Hrs_in_dy+$C1116)","v":0.64047833533817744},{"$f":"INDEX(ePrice!$F1117:$K1117,P_Off)*EPrice_Fac","v":92.10560147638131},15.55141824553718,null,15.55141824553718,13.478988304093566,1.7448509999999999,108.74446436557423,73.074428659649115,"G","G","G","|",".",".","."]
[1,5,9,{"$f":"INDEX(Assump!$C$30:$N$30,$A1117)*INDEX(Assump!$C$56:$FN$56,($B1117-1)*Hrs_in_dy+$C1117)","v":0.64047833533817744},{"$f":"INDEX(ePrice!$F1118:$K1118,P_Off)*EPrice_Fac","v":108.69229406496544},15.55141824553718,null,15.55141824553718,13.478988304093566,1.7448509999999999,125.498699303538,73.074428659649115,"G","G","G","|",".",".","."]
[1,5,10,{"$f":"INDEX(Assump!$C$30:$N$30,$A1118)*INDEX(Assump!$C$56:$FN$56,($B1118-1)*Hrs_in_dy+$C1118)","v":0.64047833533817744},{"$f":"INDEX(ePrice!$F1119:$K1119,P_Off)*EPrice_Fac","v":119.27867499262265},15.55141824553718,null,15.55141824553718,13.478988304093566,1.7448509999999999,136.19201337187863,73.074428659649115,"G","G","G","|",".",".","."]
[1,5,11,{"$f":"INDEX(Assump!$C$30:$N$30,$A1119)*INDEX(Assump!$C$56:$FN$56,($B1119-1)*Hrs_in_dy+$C1119)","v":0.64047833533817744},{"$f":"INDEX(ePrice!$F1120:$K1120,P_Off)*EPrice_Fac","v":96.560873758677189},15.55141824553718,null,15.55141824553718,13.478988304093566,1.7448509999999999,113.24473939819633,73.074428659649115,"G","G","G","|",".",".","."]
[1,5,12,{"$f":"INDEX(Assump!$C$30:$N$30,$A1120)*INDEX(Assump!$C$56:$FN$56,($B1120-1)*Hrs_in_dy+$C1120)","v":0.64047833533817744},{"$f":"INDEX(ePrice!$F1121:$K1121,P_Off)*EPrice_Fac","v":96.381027905079932},15.55141824553718,null,15.55141824553718,13.478988304093566,1.7448509999999999,113.06307691981526,73.074428659649115,"G","G","G","|",".",".","."]
[1,5,13,{"$f":"INDEX(Assump!$C$30:$N$30,$A1121)*INDEX(Assump!$C$56:$FN$56,($B1121-1)*Hrs_in_dy+$C1121)","v":0.64047833533817744},{"$f":"INDEX(ePrice!$F1122:$K1122,P_Off)*EPrice_Fac","v":99.054191274457466},15.55141824553718,null,15.55141824553718,13.478988304093566,1.7448509999999999,115.76324193938854,73.074428659649115,"G","G","G","|",".",".","."]
[1,5,14,{"$f":"INDEX(Assump!$C$30:$N$30,$A1122)*INDEX(Assump!$C$56:$FN$56,($B1122-1)*Hrs_in_dy+$C1122)","v":0.64047833533817744},{"$f":"INDEX(ePrice!$F1123:$K1123,P_Off)*EPrice_Fac","v":97.231208303903358},15.55141824553718,null,15.55141824553718,13.478988304093566,1.7448509999999999,113.92184499943488,73.074428659649115,"G","G","G","|",".",".","."]
[1,5,15,{"$f":"INDEX(Assump!$C$30:$N$30,$A1123)*INDEX(Assump!$C$56:$FN$56,($B1123-1)*Hrs_in_dy+$C1123)","v":0.64047833533817744},{"$f":"INDEX(ePrice!$F1124:$K1124,P_Off)*EPrice_Fac","v":96.299279789808438},15.55141824553718,null,15.55141824553718,13.478988304093566,1.7448509999999999,112.98050306600567,73.074428659649115,"G","G","G","|",".",".","."]
[1,5,16,{"$f":"INDEX(Assump!$C$30:$N$30,$A1124)*INDEX(Assump!$C$56:$FN$56,($B1124-1)*Hrs_in_dy+$C1124)","v":0.64047833533817744},{"$f":"INDEX(ePrice!$F1125:$K1125,P_Off)*EPrice_Fac","v":95.718868171380905},15.55141824553718,null,15.55141824553718,13.478988304093566,1.7448509999999999,112.39422870395767,73.074428659649115,"G","G","G","|",".",".","."]
[1,5,17,{"$f":"INDEX(Assump!$C$30:$N$30,$A1125)*INDEX(Assump!$C$56:$FN$56,($B1125-1)*Hrs_in_dy+$C1125)","v":0.64047833533817744},{"$f":"INDEX(ePrice!$F1126:$K1126,P_Off)*EPrice_Fac","v":95.351001652659221},15.55141824553718,null,15.55141824553718,13.478988304093566,1.7448509999999999,112.02264636181455,73.074428659649115,"G","G","G","|",".",".","."]
[1,5,18,{"$f":"INDEX(Assump!$C$30:$N$30,$A1126)*INDEX(Assump!$C$56:$FN$56,($B1126-1)*Hrs_in_dy+$C1126)","v":0.64047833533817744},{"$f":"INDEX(ePrice!$F1127:$K1127,P_Off)*EPrice_Fac","v":80.86523562655222},15.55141824553718,null,15.55141824553718,13.478988304093566,1.7448509999999999,97.390559466756969,73.074428659649115,"G","G","G","|",".",".","."]
[1,5,19,{"$f":"INDEX(Assump!$C$30:$N$30,$A1127)*INDEX(Assump!$C$56:$FN$56,($B1127-1)*Hrs_in_dy+$C1127)","v":0.64047833533817744},{"$f":"INDEX(ePrice!$F1128:$K1128,P_Off)*EPrice_Fac","v":79.262972567231131},15.55141824553718,null,15.55141824553718,13.478988304093566,1.7448509999999999,95.772111932089203,73.074428659649115,"G","G","G","|",".",".","."]
[1,5,20,{"$f":"INDEX(Assump!$C$30:$N$30,$A1128)*INDEX(Assump!$C$56:$FN$56,($B1128-1)*Hrs_in_dy+$C1128)","v":0.64047833533817744},{"$f":"INDEX(ePrice!$F1129:$K1129,P_Off)*EPrice_Fac","v":78.723435006439345},15.55141824553718,null,15.55141824553718,13.478988304093566,1.7448509999999999,95.22712449694599,73.074428659649115,"G","G","G","|",".",".","."]
[1,5,21,{"$f":"INDEX(Assump!$C$30:$N$30,$A1129)*INDEX(Assump!$C$56:$FN$56,($B1129-1)*Hrs_in_dy+$C1129)","v":0.64047833533817744},{"$f":"INDEX(ePrice!$F1130:$K1130,P_Off)*EPrice_Fac","v":77.783331680817255},15.55141824553718,null,15.55141824553718,13.478988304093566,1.7448509999999999,94.277525178135789,73.074428659649115,"G","G","G","|",".",".","."]
[1,5,22,{"$f":"INDEX(Assump!$C$30:$N$30,$A1130)*INDEX(Assump!$C$56:$FN$56,($B1130-1)*Hrs_in_dy+$C1130)","v":0.64047833533817744},{"$f":"INDEX(ePrice!$F1131:$K1131,P_Off)*EPrice_Fac","v":79.410119174719796},15.55141824553718,null,15.55141824553718,13.478988304093566,1.7448509999999999,95.920744868946443,73.074428659649115,"G","G","G","|",".",".","."]
[1,5,23,{"$f":"INDEX(Assump!$C$30:$N$30,$A1131)*INDEX(Assump!$C$56:$FN$56,($B1131-1)*Hrs_in_dy+$C1131)","v":0.64047833533817744},{"$f":"INDEX(ePrice!$F1132:$K1132,P_Off)*EPrice_Fac","v":77.390940727514135},15.55141824553718,null,15.55141824553718,13.478988304093566,1.7448509999999999,93.881170679849816,73.074428659649115,"G","G","G","|",".",".","."]
[1,5,24,{"$f":"INDEX(Assump!$C$30:$N$30,$A1132)*INDEX(Assump!$C$56:$FN$56,($B1132-1)*Hrs_in_dy+$C1132)","v":0.64047833533817744},{"$f":"INDEX(ePrice!$F1133:$K1133,P_Off)*EPrice_Fac","v":78.780658687129375},15.55141824553718,null,15.55141824553718,13.478988304093566,1.7448509999999999,95.28492619461268,73.074428659649115,"G","G","G","|",".",".","."]
[1,6,1,{"$f":"INDEX(Assump!$C$30:$N$30,$A1133)*INDEX(Assump!$C$56:$FN$56,($B1133-1)*Hrs_in_dy+$C1133)","v":0.64047833533817744},{"$f":"INDEX(ePrice!$F1134:$K1134,P_Off)*EPrice_Fac","v":74.742301792718052},15.55141824553718,null,15.55141824553718,13.478988304093566,1.7448509999999999,91.205777816419427,73.074428659649115,"G","G","G","|",15.371480048116251,15.371480048116251,15.371480048116251]
[1,6,2,{"$f":"INDEX(Assump!$C$30:$N$30,$A1134)*INDEX(Assump!$C$56:$FN$56,($B1134-1)*Hrs_in_dy+$C1134)","v":0.64047833533817744},{"$f":"INDEX(ePrice!$F1135:$K1135,P_Off)*EPrice_Fac","v":75.322713411145585},15.55141824553718,null,15.55141824553718,13.478988304093566,1.7448509999999999,91.792052178467443,73.074428659649115,"G","G","G","|",".",".","."]
[1,6,3,{"$f":"INDEX(Assump!$C$30:$N$30,$A1135)*INDEX(Assump!$C$56:$FN$56,($B1135-1)*Hrs_in_dy+$C1135)","v":0.64047833533817744},{"$f":"INDEX(ePrice!$F1136:$K1136,P_Off)*EPrice_Fac","v":75.617006626122929},15.55141824553718,null,15.55141824553718,13.478988304093566,1.7448509999999999,92.089318052181923,73.074428659649115,"G","G","G","|",".",".","."]
[1,6,4,{"$f":"INDEX(Assump!$C$30:$N$30,$A1136)*INDEX(Assump!$C$56:$FN$56,($B1136-1)*Hrs_in_dy+$C1136)","v":0.64047833533817744},{"$f":"INDEX(ePrice!$F1137:$K1137,P_Off)*EPrice_Fac","v":75.118343122966877},15.55141824553718,null,15.55141824553718,13.478988304093566,1.7448509999999999,91.585617543943485,73.074428659649115,"G","G","G","|",".",".","."]
[1,6,5,{"$f":"INDEX(Assump!$C$30:$N$30,$A1137)*INDEX(Assump!$C$56:$FN$56,($B1137-1)*Hrs_in_dy+$C1137)","v":0.64047833533817744},{"$f":"INDEX(ePrice!$F1138:$K1138,P_Off)*EPrice_Fac","v":75.641531060704381},15.55141824553718,null,15.55141824553718,13.478988304093566,1.7448509999999999,92.114090208324811,73.074428659649115,"G","G","G","|",".",".","."]
[1,6,6,{"$f":"INDEX(Assump!$C$30:$N$30,$A1138)*INDEX(Assump!$C$56:$FN$56,($B1138-1)*Hrs_in_dy+$C1138)","v":0.64047833533817744},{"$f":"INDEX(ePrice!$F1139:$K1139,P_Off)*EPrice_Fac","v":78.290169995500477},15.55141824553718,null,15.55141824553718,13.478988304093566,1.7448509999999999,94.789483071755214,73.074428659649115,"G","G","G","|",".",".","."]
[1,6,7,{"$f":"INDEX(Assump!$C$30:$N$30,$A1139)*INDEX(Assump!$C$56:$FN$56,($B1139-1)*Hrs_in_dy+$C1139)","v":0.64047833533817744},{"$f":"INDEX(ePrice!$F1140:$K1140,P_Off)*EPrice_Fac","v":81.911611502027213},15.55141824553718,null,15.55141824553718,13.478988304093566,1.7448509999999999,98.447504795519592,73.074428659649115,"G","G","G","|",".",".","."]
[1,6,8,{"$f":"INDEX(Assump!$C$30:$N$30,$A1140)*INDEX(Assump!$C$56:$FN$56,($B1140-1)*Hrs_in_dy+$C1140)","v":0.64047833533817744},{"$f":"INDEX(ePrice!$F1141:$K1141,P_Off)*EPrice_Fac","v":77.072123077955354},15.55141824553718,null,15.55141824553718,13.478988304093566,1.7448509999999999,93.559132649992463,73.074428659649115,"G","G","G","|",".",".","."]
[1,6,9,{"$f":"INDEX(Assump!$C$30:$N$30,$A1141)*INDEX(Assump!$C$56:$FN$56,($B1141-1)*Hrs_in_dy+$C1141)","v":0.64047833533817744},{"$f":"INDEX(ePrice!$F1142:$K1142,P_Off)*EPrice_Fac","v":79.671713143588562},15.55141824553718,null,15.55141824553718,13.478988304093566,1.7448509999999999,96.184981201137106,73.074428659649115,"G","G","G","|",".",".","."]
[1,6,10,{"$f":"INDEX(Assump!$C$30:$N$30,$A1142)*INDEX(Assump!$C$56:$FN$56,($B1142-1)*Hrs_in_dy+$C1142)","v":0.64047833533817744},{"$f":"INDEX(ePrice!$F1143:$K1143,P_Off)*EPrice_Fac","v":90.413415490261571},15.55141824553718,null,15.55141824553718,13.478988304093566,1.7448509999999999,107.03518559171592,73.074428659649115,"G","G","G","|",".",".","."]
[1,6,11,{"$f":"INDEX(Assump!$C$30:$N$30,$A1143)*INDEX(Assump!$C$56:$FN$56,($B1143-1)*Hrs_in_dy+$C1143)","v":0.64047833533817744},{"$f":"INDEX(ePrice!$F1144:$K1144,P_Off)*EPrice_Fac","v":90.95295305105337},15.55141824553718,null,15.55141824553718,13.478988304093566,1.7448509999999999,107.58017302685914,73.074428659649115,"G","G","G","|",".",".","."]
[1,6,12,{"$f":"INDEX(Assump!$C$30:$N$30,$A1144)*INDEX(Assump!$C$56:$FN$56,($B1144-1)*Hrs_in_dy+$C1144)","v":0.64047833533817744},{"$f":"INDEX(ePrice!$F1145:$K1145,P_Off)*EPrice_Fac","v":86.881896910533456},15.55141824553718,null,15.55141824553718,13.478988304093566,1.7448509999999999,103.46799510714206,73.074428659649115,"G","G","G","|",".",".","."]
[1,6,13,{"$f":"INDEX(Assump!$C$30:$N$30,$A1145)*INDEX(Assump!$C$56:$FN$56,($B1145-1)*Hrs_in_dy+$C1145)","v":0.64047833533817744},{"$f":"INDEX(ePrice!$F1146:$K1146,P_Off)*EPrice_Fac","v":79.442818420828402},15.55141824553718,null,15.55141824553718,13.478988304093566,1.7448509999999999,95.953774410470288,73.074428659649115,"G","G","G","|",".",".","."]
[1,6,14,{"$f":"INDEX(Assump!$C$30:$N$30,$A1146)*INDEX(Assump!$C$56:$FN$56,($B1146-1)*Hrs_in_dy+$C1146)","v":0.64047833533817744},{"$f":"INDEX(ePrice!$F1147:$K1147,P_Off)*EPrice_Fac","v":77.914128665251638},15.55141824553718,null,15.55141824553718,13.478988304093566,1.7448509999999999,94.409643344231128,73.074428659649115,"G","G","G","|",".",".","."]
[1,6,15,{"$f":"INDEX(Assump!$C$30:$N$30,$A1147)*INDEX(Assump!$C$56:$FN$56,($B1147-1)*Hrs_in_dy+$C1147)","v":0.64047833533817744},{"$f":"INDEX(ePrice!$F1148:$K1148,P_Off)*EPrice_Fac","v":77.374591104459853},15.55141824553718,null,15.55141824553718,13.478988304093566,1.7448509999999999,93.864655909087915,73.074428659649115,"G","G","G","|",".",".","."]
[1,6,16,{"$f":"INDEX(Assump!$C$30:$N$30,$A1148)*INDEX(Assump!$C$56:$FN$56,($B1148-1)*Hrs_in_dy+$C1148)","v":0.64047833533817744},{"$f":"INDEX(ePrice!$F1149:$K1149,P_Off)*EPrice_Fac","v":77.235619308498315},15.55141824553718,null,15.55141824553718,13.478988304093566,1.7448509999999999,93.724280357611605,73.074428659649115,"G","G","G","|",".",".","."]
[1,6,17,{"$f":"INDEX(Assump!$C$30:$N$30,$A1149)*INDEX(Assump!$C$56:$FN$56,($B1149-1)*Hrs_in_dy+$C1149)","v":0.64047833533817744},{"$f":"INDEX(ePrice!$F1150:$K1150,P_Off)*EPrice_Fac","v":79.761636070387183},15.55141824553718,null,15.55141824553718,13.478988304093566,1.7448509999999999,96.275812440327641,73.074428659649115,"G","G","G","|",".",".","."]
[1,6,18,{"$f":"INDEX(Assump!$C$30:$N$30,$A1150)*INDEX(Assump!$C$56:$FN$56,($B1150-1)*Hrs_in_dy+$C1150)","v":0.64047833533817744},{"$f":"INDEX(ePrice!$F1151:$K1151,P_Off)*EPrice_Fac","v":79.745286447332887},15.55141824553718,null,15.55141824553718,13.478988304093566,1.7448509999999999,96.259297669565726,73.074428659649115,"G","G","G","|",".",".","."]
[1,6,19,{"$f":"INDEX(Assump!$C$30:$N$30,$A1151)*INDEX(Assump!$C$56:$FN$56,($B1151-1)*Hrs_in_dy+$C1151)","v":0.64047833533817744},{"$f":"INDEX(ePrice!$F1152:$K1152,P_Off)*EPrice_Fac","v":87.862874293791265},15.55141824553718,null,15.55141824553718,13.478988304093566,1.7448509999999999,104.45888135285702,73.074428659649115,"G","G","G","|",".",".","."]
[1,6,20,{"$f":"INDEX(Assump!$C$30:$N$30,$A1152)*INDEX(Assump!$C$56:$FN$56,($B1152-1)*Hrs_in_dy+$C1152)","v":0.64047833533817744},{"$f":"INDEX(ePrice!$F1153:$K1153,P_Off)*EPrice_Fac","v":81.102305160839521},15.55141824553718,null,15.55141824553718,13.478988304093566,1.7448509999999999,97.630023642804744,73.074428659649115,"G","G","G","|",".",".","."]
[1,6,21,{"$f":"INDEX(Assump!$C$30:$N$30,$A1153)*INDEX(Assump!$C$56:$FN$56,($B1153-1)*Hrs_in_dy+$C1153)","v":0.64047833533817744},{"$f":"INDEX(ePrice!$F1154:$K1154,P_Off)*EPrice_Fac","v":78.682560948803584},15.55141824553718,null,15.55141824553718,13.478988304093566,1.7448509999999999,95.185837570041173,73.074428659649115,"G","G","G","|",".",".","."]
[1,6,22,{"$f":"INDEX(Assump!$C$30:$N$30,$A1154)*INDEX(Assump!$C$56:$FN$56,($B1154-1)*Hrs_in_dy+$C1154)","v":0.64047833533817744},{"$f":"INDEX(ePrice!$F1155:$K1155,P_Off)*EPrice_Fac","v":79.949656735511596},15.55141824553718,null,15.55141824553718,13.478988304093566,1.7448509999999999,96.46573230408967,73.074428659649115,"G","G","G","|",".",".","."]
[1,6,23,{"$f":"INDEX(Assump!$C$30:$N$30,$A1155)*INDEX(Assump!$C$56:$FN$56,($B1155-1)*Hrs_in_dy+$C1155)","v":0.64047833533817744},{"$f":"INDEX(ePrice!$F1156:$K1156,P_Off)*EPrice_Fac","v":78.682560948803584},15.55141824553718,null,15.55141824553718,13.478988304093566,1.7448509999999999,95.185837570041173,73.074428659649115,"G","G","G","|",".",".","."]
[1,6,24,{"$f":"INDEX(Assump!$C$30:$N$30,$A1156)*INDEX(Assump!$C$56:$FN$56,($B1156-1)*Hrs_in_dy+$C1156)","v":0.64047833533817744},{"$f":"INDEX(ePrice!$F1157:$K1157,P_Off)*EPrice_Fac","v":85.737423296732672},15.55141824553718,null,15.55141824553718,13.478988304093566,1.7448509999999999,102.31196115380793,73.074428659649115,"G","G","G","|",".",".","."]
[1,7,1,{"$f":"INDEX(Assump!$C$30:$N$30,$A1157)*INDEX(Assump!$C$56:$FN$56,($B1157-1)*Hrs_in_dy+$C1157)","v":0.64047833533817744},{"$f":"INDEX(ePrice!$F1158:$K1158,P_Off)*EPrice_Fac","v":86.309660103633064},{"$f":"Nwk_Elec_Var","v":15.55141824553718},null,15.55141824553718,{"$f":"IF(Other_fuel=\"Gas\",\nCHOOSE(Gas_price_option,Other_fuel_price_wholesale_flex,Gas_elec_m*$E1157+Gas_elec_c),\nOther_fuel_price_wholesale_flex)","v":13.478988304093566},{"$f":"IF(Other_fuel=\"Gas\",Nwk_Gas_Var,0)","v":1.7448509999999999},102.88997813047499,73.074428659649115,{"$f":"IF(K1157<L1157,ID_E,ID_O)","v":"G"},{"$f":"IF($C1157=1,IF(SUM($D1157:$D1180)=0,\".\",IF(SUMPRODUCT($K1157:$K1180,$D1157:$D1180)<SUMPRODUCT($L1157:$L1180,$D1157:$D1180),ID_E,ID_O)),N1156)","v":"G"},{"$f":"IF(SUM($B1157:$C1157)=2,IF(SUMPRODUCT($K1157:$K1324,$D1157:$D1324)<SUMPRODUCT($L1157:$L1324,$D1157:$D1324),ID_E,ID_O),O1156)","v":"G"},"|",{"$f":"IF($C1157=1,SUMIFS($D1157:$D1180,M1157:M1180,ID_O),\".\")","v":15.371480048116251},{"$f":"IF($C1157=1,SUMIFS($D1157:$D1180,N1157:N1180,ID_O),\".\")","v":15.371480048116251},{"$f":"IF($C1157=1,SUMIFS($D1157:$D1180,O1157:O1180,ID_O),\".\")","v":15.371480048116251}]
[1,7,2,{"$f":"INDEX(Assump!$C$30:$N$30,$A1158)*INDEX(Assump!$C$56:$FN$56,($B1158-1)*Hrs_in_dy+$C1158)","v":0.64047833533817744},{"$f":"INDEX(ePrice!$F1159:$K1159,P_Off)*EPrice_Fac","v":79.483692478464121},15.55141824553718,null,{"$f":"SUM($F1158:$G1158)","v":15.55141824553718},13.478988304093566,1.7448509999999999,{"$f":"SUM(E1158,H1158)/COP_Elec","v":95.995061337375049},{"$f":"SUM(I1158:J1158)*GJ_MWh/COP_Other","v":73.074428659649115},"G","G","G","|",".",".","."]
[1,7,3,{"$f":"INDEX(Assump!$C$30:$N$30,$A1159)*INDEX(Assump!$C$56:$FN$56,($B1159-1)*Hrs_in_dy+$C1159)","v":0.64047833533817744},{"$f":"INDEX(ePrice!$F1160:$K1160,P_Off)*EPrice_Fac","v":75.666055495285818},15.55141824553718,null,15.55141824553718,13.478988304093566,1.7448509999999999,92.13886236446767,73.074428659649115,"G","G","G","|",".",".","."]
[1,7,4,{"$f":"INDEX(Assump!$C$30:$N$30,$A1160)*INDEX(Assump!$C$56:$FN$56,($B1160-1)*Hrs_in_dy+$C1160)","v":0.64047833533817744},{"$f":"INDEX(ePrice!$F1161:$K1161,P_Off)*EPrice_Fac","v":73.957519886111797},15.55141824553718,null,15.55141824553718,13.478988304093566,1.7448509999999999,90.413068819847453,73.074428659649115,"G","G","G","|",".",".","."]
[1,7,5,{"$f":"INDEX(Assump!$C$30:$N$30,$A1161)*INDEX(Assump!$C$56:$FN$56,($B1161-1)*Hrs_in_dy+$C1161)","v":0.64047833533817744},{"$f":"INDEX(ePrice!$F1162:$K1162,P_Off)*EPrice_Fac","v":68.38229842459657},15.55141824553718,null,15.55141824553718,13.478988304093566,1.7448509999999999,84.781531990034097,73.074428659649115,"G","G","G","|",".",".","."]
[1,7,6,{"$f":"INDEX(Assump!$C$30:$N$30,$A1162)*INDEX(Assump!$C$56:$FN$56,($B1162-1)*Hrs_in_dy+$C1162)","v":0.64047833533817744},{"$f":"INDEX(ePrice!$F1163:$K1163,P_Off)*EPrice_Fac","v":75.085643876858285},15.55141824553718,null,15.55141824553718,13.478988304093566,1.7448509999999999,91.552588002419654,73.074428659649115,"G","G","G","|",".",".","."]
[1,7,7,{"$f":"INDEX(Assump!$C$30:$N$30,$A1163)*INDEX(Assump!$C$56:$FN$56,($B1163-1)*Hrs_in_dy+$C1163)","v":0.64047833533817744},{"$f":"INDEX(ePrice!$F1164:$K1164,P_Off)*EPrice_Fac","v":77.333717046824091},15.55141824553718,null,15.55141824553718,13.478988304093566,1.7448509999999999,93.823368982183098,73.074428659649115,"G","G","G","|",".",".","."]
[1,7,8,{"$f":"INDEX(Assump!$C$30:$N$30,$A1164)*INDEX(Assump!$C$56:$FN$56,($B1164-1)*Hrs_in_dy+$C1164)","v":0.64047833533817744},{"$f":"INDEX(ePrice!$F1165:$K1165,P_Off)*EPrice_Fac","v":67.989907471293449},15.55141824553718,null,15.55141824553718,13.478988304093566,1.7448509999999999,84.385177491748109,73.074428659649115,"G","G","G","|",".",".","."]
[1,7,9,{"$f":"INDEX(Assump!$C$30:$N$30,$A1165)*INDEX(Assump!$C$56:$FN$56,($B1165-1)*Hrs_in_dy+$C1165)","v":0.64047833533817744},{"$f":"INDEX(ePrice!$F1166:$K1166,P_Off)*EPrice_Fac","v":72.510578245806528},15.55141824553718,null,15.55141824553718,13.478988304093566,1.7448509999999999,88.951511607417885,73.074428659649115,"G","G","G","|",".",".","."]
[1,7,10,{"$f":"INDEX(Assump!$C$30:$N$30,$A1166)*INDEX(Assump!$C$56:$FN$56,($B1166-1)*Hrs_in_dy+$C1166)","v":0.64047833533817744},{"$f":"INDEX(ePrice!$F1167:$K1167,P_Off)*EPrice_Fac","v":72.886619576055352},15.55141824553718,null,15.55141824553718,13.478988304093566,1.7448509999999999,89.331351334941957,73.074428659649115,"G","G","G","|",".",".","."]
[1,7,11,{"$f":"INDEX(Assump!$C$30:$N$30,$A1167)*INDEX(Assump!$C$56:$FN$56,($B1167-1)*Hrs_in_dy+$C1167)","v":0.64047833533817744},{"$f":"INDEX(ePrice!$F1168:$K1168,P_Off)*EPrice_Fac","v":79.712587201224281},15.55141824553718,null,15.55141824553718,13.478988304093566,1.7448509999999999,96.22626812804188,73.074428659649115,"G","G","G","|",".",".","."]
[1,7,12,{"$f":"INDEX(Assump!$C$30:$N$30,$A1168)*INDEX(Assump!$C$56:$FN$56,($B1168-1)*Hrs_in_dy+$C1168)","v":0.64047833533817744},{"$f":"INDEX(ePrice!$F1169:$K1169,P_Off)*EPrice_Fac","v":78.968679352253773},15.55141824553718,null,15.55141824553718,13.478988304093566,1.7448509999999999,95.474846058374695,73.074428659649115,"G","G","G","|",".",".","."]
[1,7,13,{"$f":"INDEX(Assump!$C$30:$N$30,$A1169)*INDEX(Assump!$C$56:$FN$56,($B1169-1)*Hrs_in_dy+$C1169)","v":0.64047833533817744},{"$f":"INDEX(ePrice!$F1170:$K1170,P_Off)*EPrice_Fac","v":73.123689110342653},15.55141824553718,null,15.55141824553718,13.478988304093566,1.7448509999999999,89.570815510989732,73.074428659649115,"G","G","G","|",".",".","."]
[1,7,14,{"$f":"INDEX(Assump!$C$30:$N$30,$A1170)*INDEX(Assump!$C$56:$FN$56,($B1170-1)*Hrs_in_dy+$C1170)","v":0.64047833533817744},{"$f":"INDEX(ePrice!$F1171:$K1171,P_Off)*EPrice_Fac","v":73.099164675761202},15.55141824553718,null,15.55141824553718,13.478988304093566,1.7448509999999999,89.546043354846844,73.074428659649115,"G","G","G","|",".",".","."]
[1,7,15,{"$f":"INDEX(Assump!$C$30:$N$30,$A1171)*INDEX(Assump!$C$56:$FN$56,($B1171-1)*Hrs_in_dy+$C1171)","v":0.64047833533817744},{"$f":"INDEX(ePrice!$F1172:$K1172,P_Off)*EPrice_Fac","v":73.606002990444409},15.55141824553718,null,15.55141824553718,13.478988304093566,1.7448509999999999,90.058001248466255,73.074428659649115,"G","G","G","|",".",".","."]
[1,7,16,{"$f":"INDEX(Assump!$C$30:$N$30,$A1172)*INDEX(Assump!$C$56:$FN$56,($B1172-1)*Hrs_in_dy+$C1172)","v":0.64047833533817744},{"$f":"INDEX(ePrice!$F1173:$K1173,P_Off)*EPrice_Fac","v":74.300861970252029},15.55141824553718,null,15.55141824553718,13.478988304093566,1.7448509999999999,90.759879005847679,73.074428659649115,"G","G","G","|",".",".","."]
[1,7,17,{"$f":"INDEX(Assump!$C$30:$N$30,$A1173)*INDEX(Assump!$C$56:$FN$56,($B1173-1)*Hrs_in_dy+$C1173)","v":0.64047833533817744},{"$f":"INDEX(ePrice!$F1174:$K1174,P_Off)*EPrice_Fac","v":75.257314918928401},15.55141824553718,null,15.55141824553718,13.478988304093566,1.7448509999999999,91.725993095419781,73.074428659649115,"G","G","G","|",".",".","."]
[1,7,18,{"$f":"INDEX(Assump!$C$30:$N$30,$A1174)*INDEX(Assump!$C$56:$FN$56,($B1174-1)*Hrs_in_dy+$C1174)","v":0.64047833533817744},{"$f":"INDEX(ePrice!$F1175:$K1175,P_Off)*EPrice_Fac","v":73.295360152412769},15.55141824553718,null,15.55141824553718,13.478988304093566,1.7448509999999999,89.744220603989845,73.074428659649115,"G","G","G","|",".",".","."]
[1,7,19,{"$f":"INDEX(Assump!$C$30:$N$30,$A1175)*INDEX(Assump!$C$56:$FN$56,($B1175-1)*Hrs_in_dy+$C1175)","v":0.64047833533817744},{"$f":"INDEX(ePrice!$F1176:$K1176,P_Off)*EPrice_Fac","v":73.246311283249881},15.55141824553718,null,15.55141824553718,13.478988304093566,1.7448509999999999,89.694676291704099,73.074428659649115,"G","G","G","|",".",".","."]
[1,7,20,{"$f":"INDEX(Assump!$C$30:$N$30,$A1176)*INDEX(Assump!$C$56:$FN$56,($B1176-1)*Hrs_in_dy+$C1176)","v":0.64047833533817744},{"$f":"INDEX(ePrice!$F1177:$K1177,P_Off)*EPrice_Fac","v":72.526927868860824},15.55141824553718,null,15.55141824553718,13.478988304093566,1.7448509999999999,88.9680263781798,73.074428659649115,"G","G","G","|",".",".","."]
[1,7,21,{"$f":"INDEX(Assump!$C$30:$N$30,$A1177)*INDEX(Assump!$C$56:$FN$56,($B1177-1)*Hrs_in_dy+$C1177)","v":0.64047833533817744},{"$f":"INDEX(ePrice!$F1178:$K1178,P_Off)*EPrice_Fac","v":74.047442812910447},15.55141824553718,null,15.55141824553718,13.478988304093566,1.7448509999999999,90.503900059038003,73.074428659649115,"G","G","G","|",".",".","."]
[1,7,22,{"$f":"INDEX(Assump!$C$30:$N$30,$A1178)*INDEX(Assump!$C$56:$FN$56,($B1178-1)*Hrs_in_dy+$C1178)","v":0.64047833533817744},{"$f":"INDEX(ePrice!$F1179:$K1179,P_Off)*EPrice_Fac","v":82.115981790205907},15.55141824553718,null,15.55141824553718,13.478988304093566,1.7448509999999999,98.653939430043522,73.074428659649115,"G","G","G","|",".",".","."]
[1,7,23,{"$f":"INDEX(Assump!$C$30:$N$30,$A1179)*INDEX(Assump!$C$56:$FN$56,($B1179-1)*Hrs_in_dy+$C1179)","v":0.64047833533817744},{"$f":"INDEX(ePrice!$F1180:$K1180,P_Off)*EPrice_Fac","v":82.70456822016061},15.55141824553718,null,15.55141824553718,13.478988304093566,1.7448509999999999,99.24847117747251,73.074428659649115,"G","G","G","|",".",".","."]
[1,7,24,{"$f":"INDEX(Assump!$C$30:$N$30,$A1180)*INDEX(Assump!$C$56:$FN$56,($B1180-1)*Hrs_in_dy+$C1180)","v":0.64047833533817744},{"$f":"INDEX(ePrice!$F1181:$K1181,P_Off)*EPrice_Fac","v":86.669351810827607},15.55141824553718,null,15.55141824553718,13.478988304093566,1.7448509999999999,103.25330308723716,73.074428659649115,"G","G","G","|",".",".","."]
[1,1,1,{"$f":"INDEX(Assump!$C$30:$N$30,$A1181)*INDEX(Assump!$C$56:$FN$56,($B1181-1)*Hrs_in_dy+$C1181)","v":0.64047833533817744},{"$f":"INDEX(ePrice!$F1182:$K1182,P_Off)*EPrice_Fac","v":58.10192650089035},15.55141824553718,null,15.55141824553718,13.478988304093566,1.7448509999999999,74.397317925684376,73.074428659649115,"G","G","G","|",13.450045042101721,15.371480048116251,15.371480048116251]
[1,1,2,{"$f":"INDEX(Assump!$C$30:$N$30,$A1182)*INDEX(Assump!$C$56:$FN$56,($B1182-1)*Hrs_in_dy+$C1182)","v":0.64047833533817744},{"$f":"INDEX(ePrice!$F1183:$K1183,P_Off)*EPrice_Fac","v":43.646092896246884},15.55141824553718,null,15.55141824553718,13.478988304093566,1.7448509999999999,59.79546579978188,73.074428659649115,"E","G","G","|",".",".","."]
[1,1,3,{"$f":"INDEX(Assump!$C$30:$N$30,$A1183)*INDEX(Assump!$C$56:$FN$56,($B1183-1)*Hrs_in_dy+$C1183)","v":0.64047833533817744},{"$f":"INDEX(ePrice!$F1184:$K1184,P_Off)*EPrice_Fac","v":51.40333465496991},15.55141824553718,null,15.55141824553718,13.478988304093566,1.7448509999999999,67.631063535865749,73.074428659649115,"E","G","G","|",".",".","."]
[1,1,4,{"$f":"INDEX(Assump!$C$30:$N$30,$A1184)*INDEX(Assump!$C$56:$FN$56,($B1184-1)*Hrs_in_dy+$C1184)","v":0.64047833533817744},{"$f":"INDEX(ePrice!$F1185:$K1185,P_Off)*EPrice_Fac","v":51.434289330782846},15.55141824553718,null,15.55141824553718,13.478988304093566,1.7448509999999999,67.662330885171741,73.074428659649115,"E","G","G","|",".",".","."]
[1,1,5,{"$f":"INDEX(Assump!$C$30:$N$30,$A1185)*INDEX(Assump!$C$56:$FN$56,($B1185-1)*Hrs_in_dy+$C1185)","v":0.64047833533817744},{"$f":"INDEX(ePrice!$F1186:$K1186,P_Off)*EPrice_Fac","v":62.064125004946803},15.55141824553718,null,15.55141824553718,13.478988304093566,1.7448509999999999,78.399538636852512,73.074428659649115,"G","G","G","|",".",".","."]
[1,1,6,{"$f":"INDEX(Assump!$C$30:$N$30,$A1186)*INDEX(Assump!$C$56:$FN$56,($B1186-1)*Hrs_in_dy+$C1186)","v":0.64047833533817744},{"$f":"INDEX(ePrice!$F1187:$K1187,P_Off)*EPrice_Fac","v":67.171646514082084},15.55141824553718,null,15.55141824553718,13.478988304093566,1.7448509999999999,83.558651272342686,73.074428659649115,"G","G","G","|",".",".","."]
[1,1,7,{"$f":"INDEX(Assump!$C$30:$N$30,$A1187)*INDEX(Assump!$C$56:$FN$56,($B1187-1)*Hrs_in_dy+$C1187)","v":0.64047833533817744},{"$f":"INDEX(ePrice!$F1188:$K1188,P_Off)*EPrice_Fac","v":69.270373534199493},15.55141824553718,null,15.55141824553718,13.478988304093566,1.7448509999999999,85.678577555289564,73.074428659649115,"G","G","G","|",".",".","."]
[1,1,8,{"$f":"INDEX(Assump!$C$30:$N$30,$A1188)*INDEX(Assump!$C$56:$FN$56,($B1188-1)*Hrs_in_dy+$C1188)","v":0.64047833533817744},{"$f":"INDEX(ePrice!$F1189:$K1189,P_Off)*EPrice_Fac","v":70.304259706351715},15.55141824553718,null,15.55141824553718,13.478988304093566,1.7448509999999999,86.722907022109993,73.074428659649115,"G","G","G","|",".",".","."]
[1,1,9,{"$f":"INDEX(Assump!$C$30:$N$30,$A1189)*INDEX(Assump!$C$56:$FN$56,($B1189-1)*Hrs_in_dy+$C1189)","v":0.64047833533817744},{"$f":"INDEX(ePrice!$F1190:$K1190,P_Off)*EPrice_Fac","v":75.399399345161811},15.55141824553718,null,15.55141824553718,13.478988304093566,1.7448509999999999,91.869512717877768,73.074428659649115,"G","G","G","|",".",".","."]
[1,1,10,{"$f":"INDEX(Assump!$C$30:$N$30,$A1190)*INDEX(Assump!$C$56:$FN$56,($B1190-1)*Hrs_in_dy+$C1190)","v":0.64047833533817744},{"$f":"INDEX(ePrice!$F1191:$K1191,P_Off)*EPrice_Fac","v":77.170006801662055},15.55141824553718,null,15.55141824553718,13.478988304093566,1.7448509999999999,93.65800509818105,73.074428659649115,"G","G","G","|",".",".","."]
[1,1,11,{"$f":"INDEX(Assump!$C$30:$N$30,$A1191)*INDEX(Assump!$C$56:$FN$56,($B1191-1)*Hrs_in_dy+$C1191)","v":0.64047833533817744},{"$f":"INDEX(ePrice!$F1192:$K1192,P_Off)*EPrice_Fac","v":86.623564794934254},15.55141824553718,null,15.55141824553718,13.478988304093566,1.7448509999999999,103.20705357623378,73.074428659649115,"G","G","G","|",".",".","."]
[1,1,12,{"$f":"INDEX(Assump!$C$30:$N$30,$A1192)*INDEX(Assump!$C$56:$FN$56,($B1192-1)*Hrs_in_dy+$C1192)","v":0.64047833533817744},{"$f":"INDEX(ePrice!$F1193:$K1193,P_Off)*EPrice_Fac","v":80.934095380515686},15.55141824553718,null,15.55141824553718,13.478988304093566,1.7448509999999999,97.460114773790778,73.074428659649115,"G","G","G","|",".",".","."]
[1,1,13,{"$f":"INDEX(Assump!$C$30:$N$30,$A1193)*INDEX(Assump!$C$56:$FN$56,($B1193-1)*Hrs_in_dy+$C1193)","v":0.64047833533817744},{"$f":"INDEX(ePrice!$F1194:$K1194,P_Off)*EPrice_Fac","v":80.68026703884955},15.55141824553718,null,15.55141824553718,13.478988304093566,1.7448509999999999,97.203722509481551,73.074428659649115,"G","G","G","|",".",".","."]
[1,1,14,{"$f":"INDEX(Assump!$C$30:$N$30,$A1194)*INDEX(Assump!$C$56:$FN$56,($B1194-1)*Hrs_in_dy+$C1194)","v":0.64047833533817744},{"$f":"INDEX(ePrice!$F1195:$K1195,P_Off)*EPrice_Fac","v":81.05172314860485},15.55141824553718,null,15.55141824553718,13.478988304093566,1.7448509999999999,97.578930701153567,73.074428659649115,"G","G","G","|",".",".","."]
[1,1,15,{"$f":"INDEX(Assump!$C$30:$N$30,$A1195)*INDEX(Assump!$C$56:$FN$56,($B1195-1)*Hrs_in_dy+$C1195)","v":0.64047833533817744},{"$f":"INDEX(ePrice!$F1196:$K1196,P_Off)*EPrice_Fac","v":84.345300655101795},15.55141824553718,null,15.55141824553718,13.478988304093566,1.7448509999999999,100.9057766673121,73.074428659649115,"G","G","G","|",".",".","."]
[1,1,16,{"$f":"INDEX(Assump!$C$30:$N$30,$A1196)*INDEX(Assump!$C$56:$FN$56,($B1196-1)*Hrs_in_dy+$C1196)","v":0.64047833533817744},{"$f":"INDEX(ePrice!$F1197:$K1197,P_Off)*EPrice_Fac","v":85.973516602862489},15.55141824553718,null,15.55141824553718,13.478988304093566,1.7448509999999999,102.55043924080775,73.074428659649115,"G","G","G","|",".",".","."]
[1,1,17,{"$f":"INDEX(Assump!$C$30:$N$30,$A1197)*INDEX(Assump!$C$56:$FN$56,($B1197-1)*Hrs_in_dy+$C1197)","v":0.64047833533817744},{"$f":"INDEX(ePrice!$F1198:$K1198,P_Off)*EPrice_Fac","v":81.095059694742972},15.55141824553718,null,15.55141824553718,13.478988304093566,1.7448509999999999,97.622704990181973,73.074428659649115,"G","G","G","|",".",".","."]
[1,1,18,{"$f":"INDEX(Assump!$C$30:$N$30,$A1198)*INDEX(Assump!$C$56:$FN$56,($B1198-1)*Hrs_in_dy+$C1198)","v":0.64047833533817744},{"$f":"INDEX(ePrice!$F1199:$K1199,P_Off)*EPrice_Fac","v":83.410469445550973},15.55141824553718,null,15.55141824553718,13.478988304093566,1.7448509999999999,99.961502718270864,73.074428659649115,"G","G","G","|",".",".","."]
[1,1,19,{"$f":"INDEX(Assump!$C$30:$N$30,$A1199)*INDEX(Assump!$C$56:$FN$56,($B1199-1)*Hrs_in_dy+$C1199)","v":0.64047833533817744},{"$f":"INDEX(ePrice!$F1200:$K1200,P_Off)*EPrice_Fac","v":80.036409781940378},15.55141824553718,null,15.55141824553718,13.478988304093566,1.7448509999999999,96.55336164391673,73.074428659649115,"G","G","G","|",".",".","."]
[1,1,20,{"$f":"INDEX(Assump!$C$30:$N$30,$A1200)*INDEX(Assump!$C$56:$FN$56,($B1200-1)*Hrs_in_dy+$C1200)","v":0.64047833533817744},{"$f":"INDEX(ePrice!$F1201:$K1201,P_Off)*EPrice_Fac","v":73.22638110309336},15.55141824553718,null,15.55141824553718,13.478988304093566,1.7448509999999999,89.674544796596507,73.074428659649115,"G","G","G","|",".",".","."]
[1,1,21,{"$f":"INDEX(Assump!$C$30:$N$30,$A1201)*INDEX(Assump!$C$56:$FN$56,($B1201-1)*Hrs_in_dy+$C1201)","v":0.64047833533817744},{"$f":"INDEX(ePrice!$F1202:$K1202,P_Off)*EPrice_Fac","v":69.121791090297378},15.55141824553718,null,15.55141824553718,13.478988304093566,1.7448509999999999,85.528494278620769,73.074428659649115,"G","G","G","|",".",".","."]
[1,1,22,{"$f":"INDEX(Assump!$C$30:$N$30,$A1202)*INDEX(Assump!$C$56:$FN$56,($B1202-1)*Hrs_in_dy+$C1202)","v":0.64047833533817744},{"$f":"INDEX(ePrice!$F1203:$K1203,P_Off)*EPrice_Fac","v":80.828849482751679},15.55141824553718,null,15.55141824553718,13.478988304093566,1.7448509999999999,97.35380578615036,73.074428659649115,"G","G","G","|",".",".","."]
[1,1,23,{"$f":"INDEX(Assump!$C$30:$N$30,$A1203)*INDEX(Assump!$C$56:$FN$56,($B1203-1)*Hrs_in_dy+$C1203)","v":0.64047833533817744},{"$f":"INDEX(ePrice!$F1204:$K1204,P_Off)*EPrice_Fac","v":77.770527512433105},15.55141824553718,null,15.55141824553718,13.478988304093566,1.7448509999999999,94.264591674717465,73.074428659649115,"G","G","G","|",".",".","."]
[1,1,24,{"$f":"INDEX(Assump!$C$30:$N$30,$A1204)*INDEX(Assump!$C$56:$FN$56,($B1204-1)*Hrs_in_dy+$C1204)","v":0.64047833533817744},{"$f":"INDEX(ePrice!$F1205:$K1205,P_Off)*EPrice_Fac","v":73.511164120572417},15.55141824553718,null,15.55141824553718,13.478988304093566,1.7448509999999999,89.962204410211712,73.074428659649115,"G","G","G","|",".",".","."]
[1,2,1,{"$f":"INDEX(Assump!$C$30:$N$30,$A1205)*INDEX(Assump!$C$56:$FN$56,($B1205-1)*Hrs_in_dy+$C1205)","v":0.64047833533817744},{"$f":"INDEX(ePrice!$F1206:$K1206,P_Off)*EPrice_Fac","v":65.716776750873848},15.55141824553718,null,15.55141824553718,13.478988304093566,1.7448509999999999,82.089085854960629,73.074428659649115,"G","G","G","|",15.371480048116251,15.371480048116251,15.371480048116251]
[1,2,2,{"$f":"INDEX(Assump!$C$30:$N$30,$A1206)*INDEX(Assump!$C$56:$FN$56,($B1206-1)*Hrs_in_dy+$C1206)","v":0.64047833533817744},{"$f":"INDEX(ePrice!$F1207:$K1207,P_Off)*EPrice_Fac","v":62.571781688279046},15.55141824553718,null,15.55141824553718,13.478988304093566,1.7448509999999999,78.912323165470937,73.074428659649115,"G","G","G","|",".",".","."]
[1,2,3,{"$f":"INDEX(Assump!$C$30:$N$30,$A1207)*INDEX(Assump!$C$56:$FN$56,($B1207-1)*Hrs_in_dy+$C1207)","v":0.64047833533817744},{"$f":"INDEX(ePrice!$F1208:$K1208,P_Off)*EPrice_Fac","v":60.993093221819059},15.55141824553718,null,15.55141824553718,13.478988304093566,1.7448509999999999,77.317688350864898,73.074428659649115,"G","G","G","|",".",".","."]
[1,2,4,{"$f":"INDEX(Assump!$C$30:$N$30,$A1208)*INDEX(Assump!$C$56:$FN$56,($B1208-1)*Hrs_in_dy+$C1208)","v":0.64047833533817744},{"$f":"INDEX(ePrice!$F1209:$K1209,P_Off)*EPrice_Fac","v":62.615118234417167},15.55141824553718,null,15.55141824553718,13.478988304093566,1.7448509999999999,78.956097454499343,73.074428659649115,"G","G","G","|",".",".","."]
[1,2,5,{"$f":"INDEX(Assump!$C$30:$N$30,$A1209)*INDEX(Assump!$C$56:$FN$56,($B1209-1)*Hrs_in_dy+$C1209)","v":0.64047833533817744},{"$f":"INDEX(ePrice!$F1210:$K1210,P_Off)*EPrice_Fac","v":64.825282087461161},15.55141824553718,null,15.55141824553718,13.478988304093566,1.7448509999999999,81.188586194947817,73.074428659649115,"G","G","G","|",".",".","."]
[1,2,6,{"$f":"INDEX(Assump!$C$30:$N$30,$A1210)*INDEX(Assump!$C$56:$FN$56,($B1210-1)*Hrs_in_dy+$C1210)","v":0.64047833533817744},{"$f":"INDEX(ePrice!$F1211:$K1211,P_Off)*EPrice_Fac","v":66.112996601279505},15.55141824553718,null,15.55141824553718,13.478988304093566,1.7448509999999999,82.489307926077458,73.074428659649115,"G","G","G","|",".",".","."]
[1,2,7,{"$f":"INDEX(Assump!$C$30:$N$30,$A1211)*INDEX(Assump!$C$56:$FN$56,($B1211-1)*Hrs_in_dy+$C1211)","v":0.64047833533817744},{"$f":"INDEX(ePrice!$F1212:$K1212,P_Off)*EPrice_Fac","v":68.310778583998314},15.55141824553718,null,15.55141824553718,13.478988304093566,1.7448509999999999,84.709289726803533,73.074428659649115,"G","G","G","|",".",".","."]
[1,2,8,{"$f":"INDEX(Assump!$C$30:$N$30,$A1212)*INDEX(Assump!$C$56:$FN$56,($B1212-1)*Hrs_in_dy+$C1212)","v":0.64047833533817744},{"$f":"INDEX(ePrice!$F1213:$K1213,P_Off)*EPrice_Fac","v":72.118203708990066},15.55141824553718,null,15.55141824553718,13.478988304093566,1.7448509999999999,88.555173691441667,73.074428659649115,"G","G","G","|",".",".","."]
[1,2,9,{"$f":"INDEX(Assump!$C$30:$N$30,$A1213)*INDEX(Assump!$C$56:$FN$56,($B1213-1)*Hrs_in_dy+$C1213)","v":0.64047833533817744},{"$f":"INDEX(ePrice!$F1214:$K1214,P_Off)*EPrice_Fac","v":77.590990392718041},15.55141824553718,null,15.55141824553718,13.478988304093566,1.7448509999999999,94.08324104874265,73.074428659649115,"G","G","G","|",".",".","."]
[1,2,10,{"$f":"INDEX(Assump!$C$30:$N$30,$A1214)*INDEX(Assump!$C$56:$FN$56,($B1214-1)*Hrs_in_dy+$C1214)","v":0.64047833533817744},{"$f":"INDEX(ePrice!$F1215:$K1215,P_Off)*EPrice_Fac","v":75.244625966097104},15.55141824553718,null,15.55141824553718,13.478988304093566,1.7448509999999999,91.713175971347766,73.074428659649115,"G","G","G","|",".",".","."]
[1,2,11,{"$f":"INDEX(Assump!$C$30:$N$30,$A1215)*INDEX(Assump!$C$56:$FN$56,($B1215-1)*Hrs_in_dy+$C1215)","v":0.64047833533817744},{"$f":"INDEX(ePrice!$F1216:$K1216,P_Off)*EPrice_Fac","v":79.194442599828392},15.55141824553718,null,15.55141824553718,13.478988304093566,1.7448509999999999,95.702889742793502,73.074428659649115,"G","G","G","|",".",".","."]
[1,2,12,{"$f":"INDEX(Assump!$C$30:$N$30,$A1216)*INDEX(Assump!$C$56:$FN$56,($B1216-1)*Hrs_in_dy+$C1216)","v":0.64047833533817744},{"$f":"INDEX(ePrice!$F1217:$K1217,P_Off)*EPrice_Fac","v":85.763024807334489},15.55141824553718,null,15.55141824553718,13.478988304093566,1.7448509999999999,102.33782126552694,73.074428659649115,"G","G","G","|",".",".","."]
[1,2,13,{"$f":"INDEX(Assump!$C$30:$N$30,$A1217)*INDEX(Assump!$C$56:$FN$56,($B1217-1)*Hrs_in_dy+$C1217)","v":0.64047833533817744},{"$f":"INDEX(ePrice!$F1218:$K1218,P_Off)*EPrice_Fac","v":99.123062888199854},15.55141824553718,null,15.55141824553718,13.478988304093566,1.7448509999999999,115.832809225997,73.074428659649115,"G","G","G","|",".",".","."]
[1,2,14,{"$f":"INDEX(Assump!$C$30:$N$30,$A1218)*INDEX(Assump!$C$56:$FN$56,($B1218-1)*Hrs_in_dy+$C1218)","v":0.64047833533817744},{"$f":"INDEX(ePrice!$F1219:$K1219,P_Off)*EPrice_Fac","v":92.888791179473529},15.55141824553718,null,15.55141824553718,13.478988304093566,1.7448509999999999,109.53556507576839,73.074428659649115,"G","G","G","|",".",".","."]
[1,2,15,{"$f":"INDEX(Assump!$C$30:$N$30,$A1219)*INDEX(Assump!$C$56:$FN$56,($B1219-1)*Hrs_in_dy+$C1219)","v":0.64047833533817744},{"$f":"INDEX(ePrice!$F1220:$K1220,P_Off)*EPrice_Fac","v":87.812224346151154},15.55141824553718,null,15.55141824553718,13.478988304093566,1.7448509999999999,104.40771978958418,73.074428659649115,"G","G","G","|",".",".","."]
[1,2,16,{"$f":"INDEX(Assump!$C$30:$N$30,$A1220)*INDEX(Assump!$C$56:$FN$56,($B1220-1)*Hrs_in_dy+$C1220)","v":0.64047833533817744},{"$f":"INDEX(ePrice!$F1221:$K1221,P_Off)*EPrice_Fac","v":100.2498130877909},15.55141824553718,null,15.55141824553718,13.478988304093566,1.7448509999999999,116.97094074073543,73.074428659649115,"G","G","G","|",".",".","."]
[1,2,17,{"$f":"INDEX(Assump!$C$30:$N$30,$A1221)*INDEX(Assump!$C$56:$FN$56,($B1221-1)*Hrs_in_dy+$C1221)","v":0.64047833533817744},{"$f":"INDEX(ePrice!$F1222:$K1222,P_Off)*EPrice_Fac","v":104.05104727762004},{"$f":"Nwk_Elec_Var","v":15.55141824553718},null,15.55141824553718,{"$f":"IF(Other_fuel=\"Gas\",\nCHOOSE(Gas_price_option,Other_fuel_price_wholesale_flex,Gas_elec_m*$E1221+Gas_elec_c),\nOther_fuel_price_wholesale_flex)","v":13.478988304093566},{"$f":"IF(Other_fuel=\"Gas\",Nwk_Gas_Var,0)","v":1.7448509999999999},120.81057123551234,73.074428659649115,{"$f":"IF(K1221<L1221,ID_E,ID_O)","v":"G"},{"$f":"IF($C1221=1,IF(SUM($D1221:$D1244)=0,\".\",IF(SUMPRODUCT($K1221:$K1244,$D1221:$D1244)<SUMPRODUCT($L1221:$L1244,$D1221:$D1244),ID_E,ID_O)),N1220)","v":"G"},{"$f":"IF(SUM($B1221:$C1221)=2,IF(SUMPRODUCT($K1221:$K1388,$D1221:$D1388)<SUMPRODUCT($L1221:$L1388,$D1221:$D1388),ID_E,ID_O),O1220)","v":"G"},"|",{"$f":"IF($C1221=1,SUMIFS($D1221:$D1244,M1221:M1244,ID_O),\".\")","v":"."},{"$f":"IF($C1221=1,SUMIFS($D1221:$D1244,N1221:N1244,ID_O),\".\")","v":"."},{"$f":"IF($C1221=1,SUMIFS($D1221:$D1244,O1221:O1244,ID_O),\".\")","v":"."}]
[1,2,18,{"$f":"INDEX(Assump!$C$30:$N$30,$A1222)*INDEX(Assump!$C$56:$FN$56,($B1222-1)*Hrs_in_dy+$C1222)","v":0.64047833533817744},{"$f":"INDEX(ePrice!$F1223:$K1223,P_Off)*EPrice_Fac","v":96.869562489017724},15.55141824553718,null,{"$f":"SUM($F1222:$G1222)","v":15.55141824553718},13.478988304093566,1.7448509999999999,{"$f":"SUM(E1222,H1222)/COP_Elec","v":113.5565461965201},{"$f":"SUM(I1222:J1222)*GJ_MWh/COP_Other","v":73.074428659649115},"G","G","G","|",".",".","."]
[1,2,19,{"$f":"INDEX(Assump!$C$30:$N$30,$A1223)*INDEX(Assump!$C$56:$FN$56,($B1223-1)*Hrs_in_dy+$C1223)","v":0.64047833533817744},{"$f":"INDEX(ePrice!$F1224:$K1224,P_Off)*EPrice_Fac","v":87.007402775014725},15.55141824553718,null,15.55141824553718,13.478988304093566,1.7448509999999999,103.59476870762819,73.074428659649115,"G","G","G","|",".",".","."]
[1,2,20,{"$f":"INDEX(Assump!$C$30:$N$30,$A1224)*INDEX(Assump!$C$56:$FN$56,($B1224-1)*Hrs_in_dy+$C1224)","v":0.64047833533817744},{"$f":"INDEX(ePrice!$F1225:$K1225,P_Off)*EPrice_Fac","v":86.512127962007668},15.55141824553718,null,15.55141824553718,13.478988304093566,1.7448509999999999,103.09449111873217,73.074428659649115,"G","G","G","|",".",".","."]
[1,2,21,{"$f":"INDEX(Assump!$C$30:$N$30,$A1225)*INDEX(Assump!$C$56:$FN$56,($B1225-1)*Hrs_in_dy+$C1225)","v":0.64047833533817744},{"$f":"INDEX(ePrice!$F1226:$K1226,P_Off)*EPrice_Fac","v":91.724895368906914},15.55141824553718,null,15.55141824553718,13.478988304093566,1.7448509999999999,108.35991274186271,73.074428659649115,"G","G","G","|",".",".","."]
[1,2,22,{"$f":"INDEX(Assump!$C$30:$N$30,$A1226)*INDEX(Assump!$C$56:$FN$56,($B1226-1)*Hrs_in_dy+$C1226)","v":0.64047833533817744},{"$f":"INDEX(ePrice!$F1227:$K1227,P_Off)*EPrice_Fac","v":93.427402538618693},15.55141824553718,null,15.55141824553718,13.478988304093566,1.7448509999999999,110.07961695369281,73.074428659649115,"G","G","G","|",".",".","."]
[1,2,23,{"$f":"INDEX(Assump!$C$30:$N$30,$A1227)*INDEX(Assump!$C$56:$FN$56,($B1227-1)*Hrs_in_dy+$C1227)","v":0.64047833533817744},{"$f":"INDEX(ePrice!$F1228:$K1228,P_Off)*EPrice_Fac","v":74.922697337642532},15.55141824553718,null,15.55141824553718,13.478988304093566,1.7448509999999999,91.387995538565363,73.074428659649115,"G","G","G","|",".",".","."]
[1,2,24,{"$f":"INDEX(Assump!$C$30:$N$30,$A1228)*INDEX(Assump!$C$56:$FN$56,($B1228-1)*Hrs_in_dy+$C1228)","v":0.64047833533817744},{"$f":"INDEX(ePrice!$F1229:$K1229,P_Off)*EPrice_Fac","v":70.774770778708415},15.55141824553718,null,15.55141824553718,13.478988304093566,1.7448509999999999,87.198170731561206,73.074428659649115,"G","G","G","|",".",".","."]
[2,3,1,{"$f":"INDEX(Assump!$C$30:$N$30,$A1229)*INDEX(Assump!$C$56:$FN$56,($B1229-1)*Hrs_in_dy+$C1229)","v":0.53734554141293522},{"$f":"INDEX(ePrice!$F1230:$K1230,P_Off)*EPrice_Fac","v":59.080094256579294},15.55141824553718,null,15.55141824553718,13.478988304093566,1.7448509999999999,75.385366163754014,73.074428659649115,"G","G","G","|",12.896292993910452,12.896292993910452,12.896292993910452]
[2,3,2,{"$f":"INDEX(Assump!$C$30:$N$30,$A1230)*INDEX(Assump!$C$56:$FN$56,($B1230-1)*Hrs_in_dy+$C1230)","v":0.53734554141293522},{"$f":"INDEX(ePrice!$F1231:$K1231,P_Off)*EPrice_Fac","v":68.867962748631257},15.55141824553718,null,15.55141824553718,13.478988304093566,1.7448509999999999,85.272102014311557,73.074428659649115,"G","G","G","|",".",".","."]
[2,3,3,{"$f":"INDEX(Assump!$C$30:$N$30,$A1231)*INDEX(Assump!$C$56:$FN$56,($B1231-1)*Hrs_in_dy+$C1231)","v":0.53734554141293522},{"$f":"INDEX(ePrice!$F1232:$K1232,P_Off)*EPrice_Fac","v":66.670180765912448},15.55141824553718,null,15.55141824553718,13.478988304093566,1.7448509999999999,83.052120213585482,73.074428659649115,"G","G","G","|",".",".","."]
[2,3,4,{"$f":"INDEX(Assump!$C$30:$N$30,$A1232)*INDEX(Assump!$C$56:$FN$56,($B1232-1)*Hrs_in_dy+$C1232)","v":0.53734554141293522},{"$f":"INDEX(ePrice!$F1233:$K1233,P_Off)*EPrice_Fac","v":62.788464418969639},15.55141824553718,null,15.55141824553718,13.478988304093566,1.7448509999999999,79.131194610612951,73.074428659649115,"G","G","G","|",".",".","."]
[2,3,5,{"$f":"INDEX(Assump!$C$30:$N$30,$A1233)*INDEX(Assump!$C$56:$FN$56,($B1233-1)*Hrs_in_dy+$C1233)","v":0.53734554141293522},{"$f":"INDEX(ePrice!$F1234:$K1234,P_Off)*EPrice_Fac","v":70.124722586636679},15.55141824553718,null,15.55141824553718,13.478988304093566,1.7448509999999999,86.541556396135206,73.074428659649115,"G","G","G","|",".",".","."]
[2,3,6,{"$f":"INDEX(Assump!$C$30:$N$30,$A1234)*INDEX(Assump!$C$56:$FN$56,($B1234-1)*Hrs_in_dy+$C1234)","v":0.53734554141293522},{"$f":"INDEX(ePrice!$F1235:$K1235,P_Off)*EPrice_Fac","v":67.214983060220192},15.55141824553718,null,15.55141824553718,13.478988304093566,1.7448509999999999,83.602425561371078,73.074428659649115,"G","G","G","|",".",".","."]
[2,3,7,{"$f":"INDEX(Assump!$C$30:$N$30,$A1235)*INDEX(Assump!$C$56:$FN$56,($B1235-1)*Hrs_in_dy+$C1235)","v":0.53734554141293522},{"$f":"INDEX(ePrice!$F1236:$K1236,P_Off)*EPrice_Fac","v":72.539187300046066},15.55141824553718,null,15.55141824553718,13.478988304093566,1.7448509999999999,88.980409642003281,73.074428659649115,"G","G","G","|",".",".","."]
[2,3,8,{"$f":"INDEX(Assump!$C$30:$N$30,$A1236)*INDEX(Assump!$C$56:$FN$56,($B1236-1)*Hrs_in_dy+$C1236)","v":0.53734554141293522},{"$f":"INDEX(ePrice!$F1237:$K1237,P_Off)*EPrice_Fac","v":88.487036278873305},15.55141824553718,null,15.55141824553718,13.478988304093566,1.7448509999999999,105.08934800445503,73.074428659649115,"G","G","G","|",".",".","."]
[2,3,9,{"$f":"INDEX(Assump!$C$30:$N$30,$A1237)*INDEX(Assump!$C$56:$FN$56,($B1237-1)*Hrs_in_dy+$C1237)","v":0.53734554141293522},{"$f":"INDEX(ePrice!$F1238:$K1238,P_Off)*EPrice_Fac","v":97.470083199788789},15.55141824553718,null,15.55141824553718,13.478988304093566,1.7448509999999999,114.16313277305653,73.074428659649115,"G","G","G","|",".",".","."]
[2,3,10,{"$f":"INDEX(Assump!$C$30:$N$30,$A1238)*INDEX(Assump!$C$56:$FN$56,($B1238-1)*Hrs_in_dy+$C1238)","v":0.53734554141293522},{"$f":"INDEX(ePrice!$F1239:$K1239,P_Off)*EPrice_Fac","v":97.965358012795846},15.55141824553718,null,15.55141824553718,13.478988304093566,1.7448509999999999,114.66341036195256,73.074428659649115,"G","G","G","|",".",".","."]
[2,3,11,{"$f":"INDEX(Assump!$C$30:$N$30,$A1239)*INDEX(Assump!$C$56:$FN$56,($B1239-1)*Hrs_in_dy+$C1239)","v":0.53734554141293522},{"$f":"INDEX(ePrice!$F1240:$K1240,P_Off)*EPrice_Fac","v":98.677315556493483},15.55141824553718,null,15.55141824553718,13.478988304093566,1.7448509999999999,115.38255939599057,73.074428659649115,"G","G","G","|",".",".","."]
[2,3,12,{"$f":"INDEX(Assump!$C$30:$N$30,$A1240)*INDEX(Assump!$C$56:$FN$56,($B1240-1)*Hrs_in_dy+$C1240)","v":0.53734554141293522},{"$f":"INDEX(ePrice!$F1241:$K1241,P_Off)*EPrice_Fac","v":102.32996730242054},15.55141824553718,null,15.55141824553718,13.478988304093566,1.7448509999999999,119.07210661409871,73.074428659649115,"G","G","G","|",".",".","."]
[2,3,13,{"$f":"INDEX(Assump!$C$30:$N$30,$A1241)*INDEX(Assump!$C$56:$FN$56,($B1241-1)*Hrs_in_dy+$C1241)","v":0.53734554141293522},{"$f":"INDEX(ePrice!$F1242:$K1242,P_Off)*EPrice_Fac","v":96.355714870522903},15.55141824553718,null,15.55141824553718,13.478988304093566,1.7448509999999999,113.03750819804048,73.074428659649115,"G","G","G","|",".",".","."]
[2,3,14,{"$f":"INDEX(Assump!$C$30:$N$30,$A1242)*INDEX(Assump!$C$56:$FN$56,($B1242-1)*Hrs_in_dy+$C1242)","v":0.53734554141293522},{"$f":"INDEX(ePrice!$F1243:$K1243,P_Off)*EPrice_Fac","v":95.086573162192323},15.55141824553718,null,15.55141824553718,13.478988304093566,1.7448509999999999,111.75554687649445,73.074428659649115,"G","G","G","|",".",".","."]
[2,3,15,{"$f":"INDEX(Assump!$C$30:$N$30,$A1243)*INDEX(Assump!$C$56:$FN$56,($B1243-1)*Hrs_in_dy+$C1243)","v":0.53734554141293522},{"$f":"INDEX(ePrice!$F1244:$K1244,P_Off)*EPrice_Fac","v":85.880652575423653},15.55141824553718,null,15.55141824553718,13.478988304093566,1.7448509999999999,102.45663719288973,73.074428659649115,"G","G","G","|",".",".","."]
[2,3,16,{"$f":"INDEX(Assump!$C$30:$N$30,$A1244)*INDEX(Assump!$C$56:$FN$56,($B1244-1)*Hrs_in_dy+$C1244)","v":0.53734554141293522},{"$f":"INDEX(ePrice!$F1245:$K1245,P_Off)*EPrice_Fac","v":105.36971646725134},15.55141824553718,null,15.55141824553718,13.478988304093566,1.7448509999999999,122.14256031594799,73.074428659649115,"G","G","G","|",".",".","."]
[2,3,17,{"$f":"INDEX(Assump!$C$30:$N$30,$A1245)*INDEX(Assump!$C$56:$FN$56,($B1245-1)*Hrs_in_dy+$C1245)","v":0.53734554141293522},{"$f":"INDEX(ePrice!$F1246:$K1246,P_Off)*EPrice_Fac","v":110.34722833797228},15.55141824553718,null,15.55141824553718,13.478988304093566,1.7448509999999999,127.17035008435299,73.074428659649115,"G","G","G","|",".",".","."]
[2,3,18,{"$f":"INDEX(Assump!$C$30:$N$30,$A1246)*INDEX(Assump!$C$56:$FN$56,($B1246-1)*Hrs_in_dy+$C1246)","v":0.53734554141293522},{"$f":"INDEX(ePrice!$F1247:$K1247,P_Off)*EPrice_Fac","v":101.97708399815301},15.55141824553718,null,15.55141824553718,13.478988304093566,1.7448509999999999,118.71565883201029,73.074428659649115,"G","G","G","|",".",".","."]
[2,3,19,{"$f":"INDEX(Assump!$C$30:$N$30,$A1247)*INDEX(Assump!$C$56:$FN$56,($B1247-1)*Hrs_in_dy+$C1247)","v":0.53734554141293522},{"$f":"INDEX(ePrice!$F1248:$K1248,P_Off)*EPrice_Fac","v":94.59129834918528},15.55141824553718,null,15.55141824553718,13.478988304093566,1.7448509999999999,111.25526928759844,73.074428659649115,"G","G","G","|",".",".","."]
[2,3,20,{"$f":"INDEX(Assump!$C$30:$N$30,$A1248)*INDEX(Assump!$C$56:$FN$56,($B1248-1)*Hrs_in_dy+$C1248)","v":0.53734554141293522},{"$f":"INDEX(ePrice!$F1249:$K1249,P_Off)*EPrice_Fac","v":96.139032139832324},15.55141824553718,null,15.55141824553718,13.478988304093566,1.7448509999999999,112.81863675289848,73.074428659649115,"G","G","G","|",".",".","."]
[2,3,21,{"$f":"INDEX(Assump!$C$30:$N$30,$A1249)*INDEX(Assump!$C$56:$FN$56,($B1249-1)*Hrs_in_dy+$C1249)","v":0.53734554141293522},{"$f":"INDEX(ePrice!$F1250:$K1250,P_Off)*EPrice_Fac","v":95.092764097354902},15.55141824553718,null,15.55141824553718,13.478988304093566,1.7448509999999999,111.76180034635564,73.074428659649115,"G","G","G","|",".",".","."]
[2,3,22,{"$f":"INDEX(Assump!$C$30:$N$30,$A1250)*INDEX(Assump!$C$56:$FN$56,($B1250-1)*Hrs_in_dy+$C1250)","v":0.53734554141293522},{"$f":"INDEX(ePrice!$F1251:$K1251,P_Off)*EPrice_Fac","v":90.511472077039627},15.55141824553718,null,15.55141824553718,13.478988304093566,1.7448509999999999,107.13423264906748,73.074428659649115,"G","G","G","|",".",".","."]
[2,3,23,{"$f":"INDEX(Assump!$C$30:$N$30,$A1251)*INDEX(Assump!$C$56:$FN$56,($B1251-1)*Hrs_in_dy+$C1251)","v":0.53734554141293522},{"$f":"INDEX(ePrice!$F1252:$K1252,P_Off)*EPrice_Fac","v":80.32119279941945},15.55141824553718,null,15.55141824553718,13.478988304093566,1.7448509999999999,96.841021257531949,73.074428659649115,"G","G","G","|",".",".","."]
[2,3,24,{"$f":"INDEX(Assump!$C$30:$N$30,$A1252)*INDEX(Assump!$C$56:$FN$56,($B1252-1)*Hrs_in_dy+$C1252)","v":0.53734554141293522},{"$f":"INDEX(ePrice!$F1253:$K1253,P_Off)*EPrice_Fac","v":58.306227361255772},15.55141824553718,null,15.55141824553718,13.478988304093566,1.7448509999999999,74.603682431103991,73.074428659649115,"G","G","G","|",".",".","."]
[2,4,1,{"$f":"INDEX(Assump!$C$30:$N$30,$A1253)*INDEX(Assump!$C$56:$FN$56,($B1253-1)*Hrs_in_dy+$C1253)","v":0.53734554141293522},{"$f":"INDEX(ePrice!$F1254:$K1254,P_Off)*EPrice_Fac","v":45.441464093397471},15.55141824553718,null,15.55141824553718,13.478988304093566,1.7448509999999999,61.608972059529947,73.074428659649115,"E","G","G","|",10.209565286845772,12.896292993910452,12.896292993910452]
[2,4,2,{"$f":"INDEX(Assump!$C$30:$N$30,$A1254)*INDEX(Assump!$C$56:$FN$56,($B1254-1)*Hrs_in_dy+$C1254)","v":0.53734554141293522},{"$f":"INDEX(ePrice!$F1255:$K1255,P_Off)*EPrice_Fac","v":28.113036573313064},15.55141824553718,null,15.55141824553718,13.478988304093566,1.7448509999999999,44.105509918030549,73.074428659649115,"E","G","G","|",".",".","."]
[2,4,3,{"$f":"INDEX(Assump!$C$30:$N$30,$A1255)*INDEX(Assump!$C$56:$FN$56,($B1255-1)*Hrs_in_dy+$C1255)","v":0.53734554141293522},{"$f":"INDEX(ePrice!$F1256:$K1256,P_Off)*EPrice_Fac","v":41.881676374909247},15.55141824553718,null,15.55141824553718,13.478988304093566,1.7448509999999999,58.013226889339826,73.074428659649115,"E","G","G","|",".",".","."]
[2,4,4,{"$f":"INDEX(Assump!$C$30:$N$30,$A1256)*INDEX(Assump!$C$56:$FN$56,($B1256-1)*Hrs_in_dy+$C1256)","v":0.53734554141293522},{"$f":"INDEX(ePrice!$F1257:$K1257,P_Off)*EPrice_Fac","v":49.948464891761688},15.55141824553718,null,15.55141824553718,13.478988304093566,1.7448509999999999,66.161498118483706,73.074428659649115,"E","G","G","|",".",".","."]
[2,4,5,{"$f":"INDEX(Assump!$C$30:$N$30,$A1257)*INDEX(Assump!$C$56:$FN$56,($B1257-1)*Hrs_in_dy+$C1257)","v":0.53734554141293522},{"$f":"INDEX(ePrice!$F1258:$K1258,P_Off)*EPrice_Fac","v":52.369120540333675},15.55141824553718,null,15.55141824553718,13.478988304093566,1.7448509999999999,68.606604834212987,73.074428659649115,"E","G","G","|",".",".","."]
[2,4,6,{"$f":"INDEX(Assump!$C$30:$N$30,$A1258)*INDEX(Assump!$C$56:$FN$56,($B1258-1)*Hrs_in_dy+$C1258)","v":0.53734554141293522},{"$f":"INDEX(ePrice!$F1259:$K1259,P_Off)*EPrice_Fac","v":61.154057536046345},15.55141824553718,null,15.55141824553718,13.478988304093566,1.7448509999999999,77.480278567256093,73.074428659649115,"G","G","G","|",".",".","."]
[2,4,7,{"$f":"INDEX(Assump!$C$30:$N$30,$A1259)*INDEX(Assump!$C$56:$FN$56,($B1259-1)*Hrs_in_dy+$C1259)","v":0.53734554141293522},{"$f":"INDEX(ePrice!$F1260:$K1260,P_Off)*EPrice_Fac","v":87.991761465866233},15.55141824553718,null,15.55141824553718,13.478988304093566,1.7448509999999999,104.58907041555901,73.074428659649115,"G","G","G","|",".",".","."]
[2,4,8,{"$f":"INDEX(Assump!$C$30:$N$30,$A1260)*INDEX(Assump!$C$56:$FN$56,($B1260-1)*Hrs_in_dy+$C1260)","v":0.53734554141293522},{"$f":"INDEX(ePrice!$F1261:$K1261,P_Off)*EPrice_Fac","v":102.71999621766359},15.55141824553718,null,15.55141824553718,13.478988304093566,1.7448509999999999,119.46607521535431,73.074428659649115,"G","G","G","|",".",".","."]
[2,4,9,{"$f":"INDEX(Assump!$C$30:$N$30,$A1261)*INDEX(Assump!$C$56:$FN$56,($B1261-1)*Hrs_in_dy+$C1261)","v":0.53734554141293522},{"$f":"INDEX(ePrice!$F1262:$K1262,P_Off)*EPrice_Fac","v":105.35114366176359},15.55141824553718,null,15.55141824553718,13.478988304093566,1.7448509999999999,122.12379990636441,73.074428659649115,"G","G","G","|",".",".","."]
[2,4,10,{"$f":"INDEX(Assump!$C$30:$N$30,$A1262)*INDEX(Assump!$C$56:$FN$56,($B1262-1)*Hrs_in_dy+$C1262)","v":0.53734554141293522},{"$f":"INDEX(ePrice!$F1263:$K1263,P_Off)*EPrice_Fac","v":115.47951358775789},15.55141824553718,null,15.55141824553718,13.478988304093566,1.7448509999999999,132.35447659928798,73.074428659649115,"G","G","G","|",".",".","."]
[2,4,11,{"$f":"INDEX(Assump!$C$30:$N$30,$A1263)*INDEX(Assump!$C$56:$FN$56,($B1263-1)*Hrs_in_dy+$C1263)","v":0.53734554141293522},{"$f":"INDEX(ePrice!$F1264:$K1264,P_Off)*EPrice_Fac","v":122.98911793997739},15.55141824553718,null,15.55141824553718,13.478988304093566,1.7448509999999999,139.93993554092381,73.074428659649115,"G","G","G","|",".",".","."]
[2,4,12,{"$f":"INDEX(Assump!$C$30:$N$30,$A1264)*INDEX(Assump!$C$56:$FN$56,($B1264-1)*Hrs_in_dy+$C1264)","v":0.53734554141293522},{"$f":"INDEX(ePrice!$F1265:$K1265,P_Off)*EPrice_Fac","v":251.94629737668981},15.55141824553718,null,15.55141824553718,13.478988304093566,1.7448509999999999,270.19971274972426,73.074428659649115,"G","G","G","|",".",".","."]
[2,4,13,{"$f":"INDEX(Assump!$C$30:$N$30,$A1265)*INDEX(Assump!$C$56:$FN$56,($B1265-1)*Hrs_in_dy+$C1265)","v":0.53734554141293522},{"$f":"INDEX(ePrice!$F1266:$K1266,P_Off)*EPrice_Fac","v":109.20809626805604},15.55141824553718,null,15.55141824553718,13.478988304093566,1.7448509999999999,126.01971162989214,73.074428659649115,"G","G","G","|",".",".","."]
[2,4,14,{"$f":"INDEX(Assump!$C$30:$N$30,$A1266)*INDEX(Assump!$C$56:$FN$56,($B1266-1)*Hrs_in_dy+$C1266)","v":0.53734554141293522},{"$f":"INDEX(ePrice!$F1267:$K1267,P_Off)*EPrice_Fac","v":109.49907022069767},15.55141824553718,null,15.55141824553718,13.478988304093566,1.7448509999999999,126.31362471336854,73.074428659649115,"G","G","G","|",".",".","."]
[2,4,15,{"$f":"INDEX(Assump!$C$30:$N$30,$A1267)*INDEX(Assump!$C$56:$FN$56,($B1267-1)*Hrs_in_dy+$C1267)","v":0.53734554141293522},{"$f":"INDEX(ePrice!$F1268:$K1268,P_Off)*EPrice_Fac","v":114.52610957271931},15.55141824553718,null,15.55141824553718,13.478988304093566,1.7448509999999999,131.39144224066314,73.074428659649115,"G","G","G","|",".",".","."]
[2,4,16,{"$f":"INDEX(Assump!$C$30:$N$30,$A1268)*INDEX(Assump!$C$56:$FN$56,($B1268-1)*Hrs_in_dy+$C1268)","v":0.53734554141293522},{"$f":"INDEX(ePrice!$F1269:$K1269,P_Off)*EPrice_Fac","v":94.356042813006908},15.55141824553718,null,15.55141824553718,13.478988304093566,1.7448509999999999,111.01763743287282,73.074428659649115,"G","G","G","|",".",".","."]
[2,4,17,{"$f":"INDEX(Assump!$C$30:$N$30,$A1269)*INDEX(Assump!$C$56:$FN$56,($B1269-1)*Hrs_in_dy+$C1269)","v":0.53734554141293522},{"$f":"INDEX(ePrice!$F1270:$K1270,P_Off)*EPrice_Fac","v":61.915542561044695},15.55141824553718,null,15.55141824553718,13.478988304093566,1.7448509999999999,78.249455360183717,73.074428659649115,"G","G","G","|",".",".","."]
[2,4,18,{"$f":"INDEX(Assump!$C$30:$N$30,$A1270)*INDEX(Assump!$C$56:$FN$56,($B1270-1)*Hrs_in_dy+$C1270)","v":0.53734554141293522},{"$f":"INDEX(ePrice!$F1271:$K1271,P_Off)*EPrice_Fac","v":61.760769181979981},15.55141824553718,null,15.55141824553718,13.478988304093566,1.7448509999999999,78.093118613653701,73.074428659649115,"G","G","G","|",".",".","."]
[2,4,19,{"$f":"INDEX(Assump!$C$30:$N$30,$A1271)*INDEX(Assump!$C$56:$FN$56,($B1271-1)*Hrs_in_dy+$C1271)","v":0.53734554141293522},{"$f":"INDEX(ePrice!$F1272:$K1272,P_Off)*EPrice_Fac","v":65.14101978075314},15.55141824553718,null,15.55141824553718,13.478988304093566,1.7448509999999999,81.507513157869013,73.074428659649115,"G","G","G","|",".",".","."]
[2,4,20,{"$f":"INDEX(Assump!$C$30:$N$30,$A1272)*INDEX(Assump!$C$56:$FN$56,($B1272-1)*Hrs_in_dy+$C1272)","v":0.53734554141293522},{"$f":"INDEX(ePrice!$F1273:$K1273,P_Off)*EPrice_Fac","v":62.670836650880453},15.55141824553718,null,15.55141824553718,13.478988304093566,1.7448509999999999,79.012378683250134,73.074428659649115,"G","G","G","|",".",".","."]
[2,4,21,{"$f":"INDEX(Assump!$C$30:$N$30,$A1273)*INDEX(Assump!$C$56:$FN$56,($B1273-1)*Hrs_in_dy+$C1273)","v":0.53734554141293522},{"$f":"INDEX(ePrice!$F1274:$K1274,P_Off)*EPrice_Fac","v":62.348908022425867},15.55141824553718,null,15.55141824553718,13.478988304093566,1.7448509999999999,78.687198250467731,73.074428659649115,"G","G","G","|",".",".","."]
[2,4,22,{"$f":"INDEX(Assump!$C$30:$N$30,$A1274)*INDEX(Assump!$C$56:$FN$56,($B1274-1)*Hrs_in_dy+$C1274)","v":0.53734554141293522},{"$f":"INDEX(ePrice!$F1275:$K1275,P_Off)*EPrice_Fac","v":62.615118234417167},15.55141824553718,null,15.55141824553718,13.478988304093566,1.7448509999999999,78.956097454499343,73.074428659649115,"G","G","G","|",".",".","."]
[2,4,23,{"$f":"INDEX(Assump!$C$30:$N$30,$A1275)*INDEX(Assump!$C$56:$FN$56,($B1275-1)*Hrs_in_dy+$C1275)","v":0.53734554141293522},{"$f":"INDEX(ePrice!$F1276:$K1276,P_Off)*EPrice_Fac","v":62.745127872831517},15.55141824553718,null,15.55141824553718,13.478988304093566,1.7448509999999999,79.087420321584545,73.074428659649115,"G","G","G","|",".",".","."]
[2,4,24,{"$f":"INDEX(Assump!$C$30:$N$30,$A1276)*INDEX(Assump!$C$56:$FN$56,($B1276-1)*Hrs_in_dy+$C1276)","v":0.53734554141293522},{"$f":"INDEX(ePrice!$F1277:$K1277,P_Off)*EPrice_Fac","v":61.203585017347045},15.55141824553718,null,15.55141824553718,13.478988304093566,1.7448509999999999,77.530306326145691,73.074428659649115,"G","G","G","|",".",".","."]
[2,5,1,{"$f":"INDEX(Assump!$C$30:$N$30,$A1277)*INDEX(Assump!$C$56:$FN$56,($B1277-1)*Hrs_in_dy+$C1277)","v":0.53734554141293522},{"$f":"INDEX(ePrice!$F1278:$K1278,P_Off)*EPrice_Fac","v":57.860480029549414},15.55141824553718,null,15.55141824553718,13.478988304093566,1.7448509999999999,74.153432601097578,73.074428659649115,"G","G","G","|",12.896292993910452,12.896292993910452,12.896292993910452]
[2,5,2,{"$f":"INDEX(Assump!$C$30:$N$30,$A1278)*INDEX(Assump!$C$56:$FN$56,($B1278-1)*Hrs_in_dy+$C1278)","v":0.53734554141293522},{"$f":"INDEX(ePrice!$F1279:$K1279,P_Off)*EPrice_Fac","v":57.625224493371064},15.55141824553718,null,15.55141824553718,13.478988304093566,1.7448509999999999,73.915800746371957,73.074428659649115,"G","G","G","|",".",".","."]
[2,5,3,{"$f":"INDEX(Assump!$C$30:$N$30,$A1279)*INDEX(Assump!$C$56:$FN$56,($B1279-1)*Hrs_in_dy+$C1279)","v":0.53734554141293522},{"$f":"INDEX(ePrice!$F1280:$K1280,P_Off)*EPrice_Fac","v":58.782929368775051},15.55141824553718,null,15.55141824553718,13.478988304093566,1.7448509999999999,75.085199610416396,73.074428659649115,"G","G","G","|",".",".","."]
[2,5,4,{"$f":"INDEX(Assump!$C$30:$N$30,$A1280)*INDEX(Assump!$C$56:$FN$56,($B1280-1)*Hrs_in_dy+$C1280)","v":0.53734554141293522},{"$f":"INDEX(ePrice!$F1281:$K1281,P_Off)*EPrice_Fac","v":58.250508944792472},15.55141824553718,null,15.55141824553718,13.478988304093566,1.7448509999999999,74.547401202353186,73.074428659649115,"G","G","G","|",".",".","."]
[2,5,5,{"$f":"INDEX(Assump!$C$30:$N$30,$A1281)*INDEX(Assump!$C$56:$FN$56,($B1281-1)*Hrs_in_dy+$C1281)","v":0.53734554141293522},{"$f":"INDEX(ePrice!$F1282:$K1282,P_Off)*EPrice_Fac","v":58.318609231580936},15.55141824553718,null,15.55141824553718,13.478988304093566,1.7448509999999999,74.616189370826376,73.074428659649115,"G","G","G","|",".",".","."]
[2,5,6,{"$f":"INDEX(Assump!$C$30:$N$30,$A1282)*INDEX(Assump!$C$56:$FN$56,($B1282-1)*Hrs_in_dy+$C1282)","v":0.53734554141293522},{"$f":"INDEX(ePrice!$F1283:$K1283,P_Off)*EPrice_Fac","v":57.111376874876242},15.55141824553718,null,15.55141824553718,13.478988304093566,1.7448509999999999,73.396762747892339,73.074428659649115,"G","G","G","|",".",".","."]
[2,5,7,{"$f":"INDEX(Assump!$C$30:$N$30,$A1283)*INDEX(Assump!$C$56:$FN$56,($B1283-1)*Hrs_in_dy+$C1283)","v":0.53734554141293522},{"$f":"INDEX(ePrice!$F1284:$K1284,P_Off)*EPrice_Fac","v":70.979071639073837},15.55141824553718,null,15.55141824553718,13.478988304093566,1.7448509999999999,87.40453523698082,73.074428659649115,"G","G","G","|",".",".","."]
[2,5,8,{"$f":"INDEX(Assump!$C$30:$N$30,$A1284)*INDEX(Assump!$C$56:$FN$56,($B1284-1)*Hrs_in_dy+$C1284)","v":0.53734554141293522},{"$f":"INDEX(ePrice!$F1285:$K1285,P_Off)*EPrice_Fac","v":78.50105786161852},15.55141824553718,null,15.55141824553718,13.478988304093566,1.7448509999999999,95.002501118339083,73.074428659649115,"G","G","G","|",".",".","."]
[2,5,9,{"$f":"INDEX(Assump!$C$30:$N$30,$A1285)*INDEX(Assump!$C$56:$FN$56,($B1285-1)*Hrs_in_dy+$C1285)","v":0.53734554141293522},{"$f":"INDEX(ePrice!$F1286:$K1286,P_Off)*EPrice_Fac","v":90.591954234153278},{"$f":"Nwk_Elec_Var","v":15.55141824553718},null,15.55141824553718,{"$f":"IF(Other_fuel=\"Gas\",\nCHOOSE(Gas_price_option,Other_fuel_price_wholesale_flex,Gas_elec_m*$E1285+Gas_elec_c),\nOther_fuel_price_wholesale_flex)","v":13.478988304093566},{"$f":"IF(Other_fuel=\"Gas\",Nwk_Gas_Var,0)","v":1.7448509999999999},107.21552775726309,73.074428659649115,{"$f":"IF(K1285<L1285,ID_E,ID_O)","v":"G"},{"$f":"IF($C1285=1,IF(SUM($D1285:$D1308)=0,\".\",IF(SUMPRODUCT($K1285:$K1308,$D1285:$D1308)<SUMPRODUCT($L1285:$L1308,$D1285:$D1308),ID_E,ID_O)),N1284)","v":"G"},{"$f":"IF(SUM($B1285:$C1285)=2,IF(SUMPRODUCT($K1285:$K1452,$D1285:$D1452)<SUMPRODUCT($L1285:$L1452,$D1285:$D1452),ID_E,ID_O),O1284)","v":"G"},"|",{"$f":"IF($C1285=1,SUMIFS($D1285:$D1308,M1285:M1308,ID_O),\".\")","v":"."},{"$f":"IF($C1285=1,SUMIFS($D1285:$D1308,N1285:N1308,ID_O),\".\")","v":"."},{"$f":"IF($C1285=1,SUMIFS($D1285:$D1308,O1285:O1308,ID_O),\".\")","v":"."}]
[2,5,10,{"$f":"INDEX(Assump!$C$30:$N$30,$A1286)*INDEX(Assump!$C$56:$FN$56,($B1286-1)*Hrs_in_dy+$C1286)","v":0.53734554141293522},{"$f":"INDEX(ePrice!$F1287:$K1287,P_Off)*EPrice_Fac","v":93.359302251830215},15.55141824553718,null,{"$f":"SUM($F1286:$G1286)","v":15.55141824553718},13.478988304093566,1.7448509999999999,{"$f":"SUM(E1286,H1286)/COP_Elec","v":110.01082878521959},{"$f":"SUM(I1286:J1286)*GJ_MWh/COP_Other","v":73.074428659649115},"G","G","G","|",".",".","."]
[2,5,11,{"$f":"INDEX(Assump!$C$30:$N$30,$A1287)*INDEX(Assump!$C$56:$FN$56,($B1287-1)*Hrs_in_dy+$C1287)","v":0.53734554141293522},{"$f":"INDEX(ePrice!$F1288:$K1288,P_Off)*EPrice_Fac","v":104.10676569408335},15.55141824553718,null,15.55141824553718,13.478988304093566,1.7448509999999999,120.86685246426316,73.074428659649115,"G","G","G","|",".",".","."]
[2,5,12,{"$f":"INDEX(Assump!$C$30:$N$30,$A1288)*INDEX(Assump!$C$56:$FN$56,($B1288-1)*Hrs_in_dy+$C1288)","v":0.53734554141293522},{"$f":"INDEX(ePrice!$F1289:$K1289,P_Off)*EPrice_Fac","v":105.65449948473039},15.55141824553718,null,15.55141824553718,13.478988304093566,1.7448509999999999,122.43021992956321,73.074428659649115,"G","G","G","|",".",".","."]
[2,5,13,{"$f":"INDEX(Assump!$C$30:$N$30,$A1289)*INDEX(Assump!$C$56:$FN$56,($B1289-1)*Hrs_in_dy+$C1289)","v":0.53734554141293522},{"$f":"INDEX(ePrice!$F1290:$K1290,P_Off)*EPrice_Fac","v":108.88616763960145},15.55141824553718,null,15.55141824553718,13.478988304093566,1.7448509999999999,125.69453119710973,73.074428659649115,"G","G","G","|",".",".","."]
[2,5,14,{"$f":"INDEX(Assump!$C$30:$N$30,$A1290)*INDEX(Assump!$C$56:$FN$56,($B1290-1)*Hrs_in_dy+$C1290)","v":0.53734554141293522},{"$f":"INDEX(ePrice!$F1291:$K1291,P_Off)*EPrice_Fac","v":110.4277104950859},15.55141824553718,null,15.55141824553718,13.478988304093566,1.7448509999999999,127.25164519254857,73.074428659649115,"G","G","G","|",".",".","."]
[2,5,15,{"$f":"INDEX(Assump!$C$30:$N$30,$A1291)*INDEX(Assump!$C$56:$FN$56,($B1291-1)*Hrs_in_dy+$C1291)","v":0.53734554141293522},{"$f":"INDEX(ePrice!$F1292:$K1292,P_Off)*EPrice_Fac","v":109.51145209102285},15.55141824553718,null,15.55141824553718,13.478988304093566,1.7448509999999999,126.32613165309094,73.074428659649115,"G","G","G","|",".",".","."]
[2,5,16,{"$f":"INDEX(Assump!$C$30:$N$30,$A1292)*INDEX(Assump!$C$56:$FN$56,($B1292-1)*Hrs_in_dy+$C1292)","v":0.53734554141293522},{"$f":"INDEX(ePrice!$F1293:$K1293,P_Off)*EPrice_Fac","v":102.75714182863911},15.55141824553718,null,15.55141824553718,13.478988304093566,1.7448509999999999,119.50359603452151,73.074428659649115,"G","G","G","|",".",".","."]
[2,5,17,{"$f":"INDEX(Assump!$C$30:$N$30,$A1293)*INDEX(Assump!$C$56:$FN$56,($B1293-1)*Hrs_in_dy+$C1293)","v":0.53734554141293522},{"$f":"INDEX(ePrice!$F1294:$K1294,P_Off)*EPrice_Fac","v":96.238087102433738},15.55141824553718,null,15.55141824553718,13.478988304093566,1.7448509999999999,112.9186922706777,73.074428659649115,"G","G","G","|",".",".","."]
[2,5,18,{"$f":"INDEX(Assump!$C$30:$N$30,$A1294)*INDEX(Assump!$C$56:$FN$56,($B1294-1)*Hrs_in_dy+$C1294)","v":0.53734554141293522},{"$f":"INDEX(ePrice!$F1295:$K1295,P_Off)*EPrice_Fac","v":81.21268746283215},15.55141824553718,null,15.55141824553718,13.478988304093566,1.7448509999999999,97.741520917544776,73.074428659649115,"G","G","G","|",".",".","."]
[2,5,19,{"$f":"INDEX(Assump!$C$30:$N$30,$A1295)*INDEX(Assump!$C$56:$FN$56,($B1295-1)*Hrs_in_dy+$C1295)","v":0.53734554141293522},{"$f":"INDEX(ePrice!$F1296:$K1296,P_Off)*EPrice_Fac","v":88.654191528263155},15.55141824553718,null,15.55141824553718,13.478988304093566,1.7448509999999999,105.25819169070741,73.074428659649115,"G","G","G","|",".",".","."]
[2,5,20,{"$f":"INDEX(Assump!$C$30:$N$30,$A1296)*INDEX(Assump!$C$56:$FN$56,($B1296-1)*Hrs_in_dy+$C1296)","v":0.53734554141293522},{"$f":"INDEX(ePrice!$F1297:$K1297,P_Off)*EPrice_Fac","v":80.352147475232385},15.55141824553718,null,15.55141824553718,13.478988304093566,1.7448509999999999,96.872288606837941,73.074428659649115,"G","G","G","|",".",".","."]
[2,5,21,{"$f":"INDEX(Assump!$C$30:$N$30,$A1297)*INDEX(Assump!$C$56:$FN$56,($B1297-1)*Hrs_in_dy+$C1297)","v":0.53734554141293522},{"$f":"INDEX(ePrice!$F1298:$K1298,P_Off)*EPrice_Fac","v":78.228656714464634},15.55141824553718,null,15.55141824553718,13.478988304093566,1.7448509999999999,94.727348444446278,73.074428659649115,"G","G","G","|",".",".","."]
[2,5,22,{"$f":"INDEX(Assump!$C$30:$N$30,$A1298)*INDEX(Assump!$C$56:$FN$56,($B1298-1)*Hrs_in_dy+$C1298)","v":0.53734554141293522},{"$f":"INDEX(ePrice!$F1299:$K1299,P_Off)*EPrice_Fac","v":91.291529907525742},15.55141824553718,null,15.55141824553718,13.478988304093566,1.7448509999999999,107.92216985157872,73.074428659649115,"G","G","G","|",".",".","."]
[2,5,23,{"$f":"INDEX(Assump!$C$30:$N$30,$A1299)*INDEX(Assump!$C$56:$FN$56,($B1299-1)*Hrs_in_dy+$C1299)","v":0.53734554141293522},{"$f":"INDEX(ePrice!$F1300:$K1300,P_Off)*EPrice_Fac","v":82.135136802057801},15.55141824553718,null,15.55141824553718,13.478988304093566,1.7448509999999999,98.673287926863622,73.074428659649115,"G","G","G","|",".",".","."]
[2,5,24,{"$f":"INDEX(Assump!$C$30:$N$30,$A1300)*INDEX(Assump!$C$56:$FN$56,($B1300-1)*Hrs_in_dy+$C1300)","v":0.53734554141293522},{"$f":"INDEX(ePrice!$F1301:$K1301,P_Off)*EPrice_Fac","v":69.97614014273455},15.55141824553718,null,15.55141824553718,13.478988304093566,1.7448509999999999,86.391473119466397,73.074428659649115,"G","G","G","|",".",".","."]
[2,6,1,{"$f":"INDEX(Assump!$C$30:$N$30,$A1301)*INDEX(Assump!$C$56:$FN$56,($B1301-1)*Hrs_in_dy+$C1301)","v":0.53734554141293522},{"$f":"INDEX(ePrice!$F1302:$K1302,P_Off)*EPrice_Fac","v":63.556140379130561},15.55141824553718,null,15.55141824553718,13.478988304093566,1.7448509999999999,79.906624873401768,73.074428659649115,"G","G","G","|",10.209565286845772,12.896292993910452,12.896292993910452]
[2,6,2,{"$f":"INDEX(Assump!$C$30:$N$30,$A1302)*INDEX(Assump!$C$56:$FN$56,($B1302-1)*Hrs_in_dy+$C1302)","v":0.53734554141293522},{"$f":"INDEX(ePrice!$F1303:$K1303,P_Off)*EPrice_Fac","v":63.042292760635739},15.55141824553718,null,15.55141824553718,13.478988304093566,1.7448509999999999,79.38758687492215,73.074428659649115,"G","G","G","|",".",".","."]
[2,6,3,{"$f":"INDEX(Assump!$C$30:$N$30,$A1303)*INDEX(Assump!$C$56:$FN$56,($B1303-1)*Hrs_in_dy+$C1303)","v":0.53734554141293522},{"$f":"INDEX(ePrice!$F1304:$K1304,P_Off)*EPrice_Fac","v":56.120827248862135},15.55141824553718,null,15.55141824553718,13.478988304093566,1.7448509999999999,72.39620757010033,73.074428659649115,"E","G","G","|",".",".","."]
[2,6,4,{"$f":"INDEX(Assump!$C$30:$N$30,$A1304)*INDEX(Assump!$C$56:$FN$56,($B1304-1)*Hrs_in_dy+$C1304)","v":0.53734554141293522},{"$f":"INDEX(ePrice!$F1305:$K1305,P_Off)*EPrice_Fac","v":45.837683943803114},15.55141824553718,null,15.55141824553718,13.478988304093566,1.7448509999999999,62.009194130646762,73.074428659649115,"E","G","G","|",".",".","."]
[2,6,5,{"$f":"INDEX(Assump!$C$30:$N$30,$A1305)*INDEX(Assump!$C$56:$FN$56,($B1305-1)*Hrs_in_dy+$C1305)","v":0.53734554141293522},{"$f":"INDEX(ePrice!$F1306:$K1306,P_Off)*EPrice_Fac","v":46.432013719411579},15.55141824553718,null,15.55141824553718,13.478988304093566,1.7448509999999999,62.609527237321977,73.074428659649115,"E","G","G","|",".",".","."]
[2,6,6,{"$f":"INDEX(Assump!$C$30:$N$30,$A1306)*INDEX(Assump!$C$56:$FN$56,($B1306-1)*Hrs_in_dy+$C1306)","v":0.53734554141293522},{"$f":"INDEX(ePrice!$F1307:$K1307,P_Off)*EPrice_Fac","v":73.090180529516417},15.55141824553718,null,15.55141824553718,13.478988304093566,1.7448509999999999,89.536968459650097,73.074428659649115,"G","G","G","|",".",".","."]
[2,6,7,{"$f":"INDEX(Assump!$C$30:$N$30,$A1307)*INDEX(Assump!$C$56:$FN$56,($B1307-1)*Hrs_in_dy+$C1307)","v":0.53734554141293522},{"$f":"INDEX(ePrice!$F1308:$K1308,P_Off)*EPrice_Fac","v":99.537855544093247},15.55141824553718,null,15.55141824553718,13.478988304093566,1.7448509999999999,116.2517917066974,73.074428659649115,"G","G","G","|",".",".","."]
[2,6,8,{"$f":"INDEX(Assump!$C$30:$N$30,$A1308)*INDEX(Assump!$C$56:$FN$56,($B1308-1)*Hrs_in_dy+$C1308)","v":0.53734554141293522},{"$f":"INDEX(ePrice!$F1309:$K1309,P_Off)*EPrice_Fac","v":108.86759483411369},15.55141824553718,null,15.55141824553718,13.478988304093566,1.7448509999999999,125.67577078752613,73.074428659649115,"G","G","G","|",".",".","."]
[2,6,9,{"$f":"INDEX(Assump!$C$30:$N$30,$A1309)*INDEX(Assump!$C$56:$FN$56,($B1309-1)*Hrs_in_dy+$C1309)","v":0.53734554141293522},{"$f":"INDEX(ePrice!$F1310:$K1310,P_Off)*EPrice_Fac","v":134.33091115783898},15.55141824553718,null,15.55141824553718,13.478988304093566,1.7448509999999999,151.39629232664259,73.074428659649115,"G","G","G","|",".",".","."]
[2,6,10,{"$f":"INDEX(Assump!$C$30:$N$30,$A1310)*INDEX(Assump!$C$56:$FN$56,($B1310-1)*Hrs_in_dy+$C1310)","v":0.53734554141293522},{"$f":"INDEX(ePrice!$F1311:$K1311,P_Off)*EPrice_Fac","v":201.94830500362741},15.55141824553718,null,15.55141824553718,13.478988304093566,1.7448509999999999,219.69669015067132,73.074428659649115,"G","G","G","|",".",".","."]
[2,6,11,{"$f":"INDEX(Assump!$C$30:$N$30,$A1311)*INDEX(Assump!$C$56:$FN$56,($B1311-1)*Hrs_in_dy+$C1311)","v":0.53734554141293522},{"$f":"INDEX(ePrice!$F1312:$K1312,P_Off)*EPrice_Fac","v":204.66612554000363},15.55141824553718,null,15.55141824553718,13.478988304093566,1.7448509999999999,222.44196341973819,73.074428659649115,"G","G","G","|",".",".","."]
[2,6,12,{"$f":"INDEX(Assump!$C$30:$N$30,$A1312)*INDEX(Assump!$C$56:$FN$56,($B1312-1)*Hrs_in_dy+$C1312)","v":0.53734554141293522},{"$f":"INDEX(ePrice!$F1313:$K1313,P_Off)*EPrice_Fac","v":135.84149933751053},15.55141824553718,null,15.55141824553718,13.478988304093566,1.7448509999999999,152.92213897277546,73.074428659649115,"G","G","G","|",".",".","."]
[2,6,13,{"$f":"INDEX(Assump!$C$30:$N$30,$A1313)*INDEX(Assump!$C$56:$FN$56,($B1313-1)*Hrs_in_dy+$C1313)","v":0.53734554141293522},{"$f":"INDEX(ePrice!$F1314:$K1314,P_Off)*EPrice_Fac","v":128.53619584565644},15.55141824553718,null,15.55141824553718,13.478988304093566,1.7448509999999999,145.54304453655922,73.074428659649115,"G","G","G","|",".",".","."]
[2,6,14,{"$f":"INDEX(Assump!$C$30:$N$30,$A1314)*INDEX(Assump!$C$56:$FN$56,($B1314-1)*Hrs_in_dy+$C1314)","v":0.53734554141293522},{"$f":"INDEX(ePrice!$F1315:$K1315,P_Off)*EPrice_Fac","v":120.18462431132494},15.55141824553718,null,15.55141824553718,13.478988304093566,1.7448509999999999,137.10711369380013,73.074428659649115,"G","G","G","|",".",".","."]
[2,6,15,{"$f":"INDEX(Assump!$C$30:$N$30,$A1315)*INDEX(Assump!$C$56:$FN$56,($B1315-1)*Hrs_in_dy+$C1315)","v":0.53734554141293522},{"$f":"INDEX(ePrice!$F1316:$K1316,P_Off)*EPrice_Fac","v":109.02855914834097},15.55141824553718,null,15.55141824553718,13.478988304093566,1.7448509999999999,125.83836100391733,73.074428659649115,"G","G","G","|",".",".","."]
[2,6,16,{"$f":"INDEX(Assump!$C$30:$N$30,$A1316)*INDEX(Assump!$C$56:$FN$56,($B1316-1)*Hrs_in_dy+$C1316)","v":0.53734554141293522},{"$f":"INDEX(ePrice!$F1317:$K1317,P_Off)*EPrice_Fac","v":122.33287881274303},15.55141824553718,null,15.55141824553718,13.478988304093566,1.7448509999999999,139.27706773563659,73.074428659649115,"G","G","G","|",".",".","."]
[2,6,17,{"$f":"INDEX(Assump!$C$30:$N$30,$A1317)*INDEX(Assump!$C$56:$FN$56,($B1317-1)*Hrs_in_dy+$C1317)","v":0.53734554141293522},{"$f":"INDEX(ePrice!$F1318:$K1318,P_Off)*EPrice_Fac","v":129.55770014748347},15.55141824553718,null,15.55141824553718,13.478988304093566,1.7448509999999999,146.57486706365722,73.074428659649115,"G","G","G","|",".",".","."]
[2,6,18,{"$f":"INDEX(Assump!$C$30:$N$30,$A1318)*INDEX(Assump!$C$56:$FN$56,($B1318-1)*Hrs_in_dy+$C1318)","v":0.53734554141293522},{"$f":"INDEX(ePrice!$F1319:$K1319,P_Off)*EPrice_Fac","v":153.3928005234481},15.55141824553718,null,15.55141824553718,13.478988304093566,1.7448509999999999,170.65072602927808,73.074428659649115,"G","G","G","|",".",".","."]
[2,6,19,{"$f":"INDEX(Assump!$C$30:$N$30,$A1319)*INDEX(Assump!$C$56:$FN$56,($B1319-1)*Hrs_in_dy+$C1319)","v":0.53734554141293522},{"$f":"INDEX(ePrice!$F1320:$K1320,P_Off)*EPrice_Fac","v":126.09696739159668},15.55141824553718,null,15.55141824553718,13.478988304093566,1.7448509999999999,143.07917741124632,73.074428659649115,"G","G","G","|",".",".","."]
[2,6,20,{"$f":"INDEX(Assump!$C$30:$N$30,$A1320)*INDEX(Assump!$C$56:$FN$56,($B1320-1)*Hrs_in_dy+$C1320)","v":0.53734554141293522},{"$f":"INDEX(ePrice!$F1321:$K1321,P_Off)*EPrice_Fac","v":57.557124206582593},15.55141824553718,null,15.55141824553718,13.478988304093566,1.7448509999999999,73.847012577898766,73.074428659649115,"G","G","G","|",".",".","."]
[2,6,21,{"$f":"INDEX(Assump!$C$30:$N$30,$A1321)*INDEX(Assump!$C$56:$FN$56,($B1321-1)*Hrs_in_dy+$C1321)","v":0.53734554141293522},{"$f":"INDEX(ePrice!$F1322:$K1322,P_Off)*EPrice_Fac","v":76.773786951256398},15.55141824553718,null,15.55141824553718,13.478988304093566,1.7448509999999999,93.257783027064221,73.074428659649115,"G","G","G","|",".",".","."]
[2,6,22,{"$f":"INDEX(Assump!$C$30:$N$30,$A1322)*INDEX(Assump!$C$56:$FN$56,($B1322-1)*Hrs_in_dy+$C1322)","v":0.53734554141293522},{"$f":"INDEX(ePrice!$F1323:$K1323,P_Off)*EPrice_Fac","v":67.023064070179956},15.55141824553718,null,15.55141824553718,13.478988304093566,1.7448509999999999,83.408567995673877,73.074428659649115,"G","G","G","|",".",".","."]
[2,6,23,{"$f":"INDEX(Assump!$C$30:$N$30,$A1323)*INDEX(Assump!$C$56:$FN$56,($B1323-1)*Hrs_in_dy+$C1323)","v":0.53734554141293522},{"$f":"INDEX(ePrice!$F1324:$K1324,P_Off)*EPrice_Fac","v":54.337837922036734},15.55141824553718,null,15.55141824553718,13.478988304093566,1.7448509999999999,70.595208250074663,73.074428659649115,"E","G","G","|",".",".","."]
[2,6,24,{"$f":"INDEX(Assump!$C$30:$N$30,$A1324)*INDEX(Assump!$C$56:$FN$56,($B1324-1)*Hrs_in_dy+$C1324)","v":0.53734554141293522},{"$f":"INDEX(ePrice!$F1325:$K1325,P_Off)*EPrice_Fac","v":39.591030364751603},15.55141824553718,null,15.55141824553718,13.478988304093566,1.7448509999999999,55.699443040695741,73.074428659649115,"E","G","G","|",".",".","."]
[2,7,1,{"$f":"INDEX(Assump!$C$30:$N$30,$A1325)*INDEX(Assump!$C$56:$FN$56,($B1325-1)*Hrs_in_dy+$C1325)","v":0.53734554141293522},{"$f":"INDEX(ePrice!$F1326:$K1326,P_Off)*EPrice_Fac","v":32.421927446474463},15.55141824553718,null,15.55141824553718,13.478988304093566,1.7448509999999999,48.457924941425901,73.074428659649115,"E","E","G","|",3.2240732484776111,0,12.896292993910452]
[2,7,2,{"$f":"INDEX(Assump!$C$30:$N$30,$A1326)*INDEX(Assump!$C$56:$FN$56,($B1326-1)*Hrs_in_dy+$C1326)","v":0.53734554141293522},{"$f":"INDEX(ePrice!$F1327:$K1327,P_Off)*EPrice_Fac","v":35.684550277158444},15.55141824553718,null,15.55141824553718,13.478988304093566,1.7448509999999999,51.753503558278403,73.074428659649115,"E","E","G","|",".",".","."]
[2,7,3,{"$f":"INDEX(Assump!$C$30:$N$30,$A1327)*INDEX(Assump!$C$56:$FN$56,($B1327-1)*Hrs_in_dy+$C1327)","v":0.53734554141293522},{"$f":"INDEX(ePrice!$F1328:$K1328,P_Off)*EPrice_Fac","v":32.161908169645756},15.55141824553718,null,15.55141824553718,13.478988304093566,1.7448509999999999,48.195279207255489,73.074428659649115,"E","E","G","|",".",".","."]
[2,7,4,{"$f":"INDEX(Assump!$C$30:$N$30,$A1328)*INDEX(Assump!$C$56:$FN$56,($B1328-1)*Hrs_in_dy+$C1328)","v":0.53734554141293522},{"$f":"INDEX(ePrice!$F1329:$K1329,P_Off)*EPrice_Fac","v":42.147886586900533},15.55141824553718,null,15.55141824553718,13.478988304093566,1.7448509999999999,58.282126093371424,73.074428659649115,"E","E","G","|",".",".","."]
[2,7,5,{"$f":"INDEX(Assump!$C$30:$N$30,$A1329)*INDEX(Assump!$C$56:$FN$56,($B1329-1)*Hrs_in_dy+$C1329)","v":0.53734554141293522},{"$f":"INDEX(ePrice!$F1330:$K1330,P_Off)*EPrice_Fac","v":43.07652686128877},15.55141824553718,null,15.55141824553718,13.478988304093566,1.7448509999999999,59.220146572551464,73.074428659649115,"E","E","G","|",".",".","."]
[2,7,6,{"$f":"INDEX(Assump!$C$30:$N$30,$A1330)*INDEX(Assump!$C$56:$FN$56,($B1330-1)*Hrs_in_dy+$C1330)","v":0.53734554141293522},{"$f":"INDEX(ePrice!$F1331:$K1331,P_Off)*EPrice_Fac","v":34.755910002770214},15.55141824553718,null,15.55141824553718,13.478988304093566,1.7448509999999999,50.815483079098378,73.074428659649115,"E","E","G","|",".",".","."]
[2,7,7,{"$f":"INDEX(Assump!$C$30:$N$30,$A1331)*INDEX(Assump!$C$56:$FN$56,($B1331-1)*Hrs_in_dy+$C1331)","v":0.53734554141293522},{"$f":"INDEX(ePrice!$F1332:$K1332,P_Off)*EPrice_Fac","v":47.763064779368044},15.55141824553718,null,15.55141824553718,13.478988304093566,1.7448509999999999,63.954023257480024,73.074428659649115,"E","E","G","|",".",".","."]
[2,7,8,{"$f":"INDEX(Assump!$C$30:$N$30,$A1332)*INDEX(Assump!$C$56:$FN$56,($B1332-1)*Hrs_in_dy+$C1332)","v":0.53734554141293522},{"$f":"INDEX(ePrice!$F1333:$K1333,P_Off)*EPrice_Fac","v":53.638262248664262},15.55141824553718,null,15.55141824553718,13.478988304093566,1.7448509999999999,69.888566155759037,73.074428659649115,"E","E","G","|",".",".","."]
[2,7,9,{"$f":"INDEX(Assump!$C$30:$N$30,$A1333)*INDEX(Assump!$C$56:$FN$56,($B1333-1)*Hrs_in_dy+$C1333)","v":0.53734554141293522},{"$f":"INDEX(ePrice!$F1334:$K1334,P_Off)*EPrice_Fac","v":56.219882211463542},15.55141824553718,null,15.55141824553718,13.478988304093566,1.7448509999999999,72.496263087879512,73.074428659649115,"E","E","G","|",".",".","."]
[2,7,10,{"$f":"INDEX(Assump!$C$30:$N$30,$A1334)*INDEX(Assump!$C$56:$FN$56,($B1334-1)*Hrs_in_dy+$C1334)","v":0.53734554141293522},{"$f":"INDEX(ePrice!$F1335:$K1335,P_Off)*EPrice_Fac","v":53.112032759844254},15.55141824553718,null,15.55141824553718,13.478988304093566,1.7448509999999999,69.357021217557005,73.074428659649115,"E","E","G","|",".",".","."]
[2,7,11,{"$f":"INDEX(Assump!$C$30:$N$30,$A1335)*INDEX(Assump!$C$56:$FN$56,($B1335-1)*Hrs_in_dy+$C1335)","v":0.53734554141293522},{"$f":"INDEX(ePrice!$F1336:$K1336,P_Off)*EPrice_Fac","v":48.097375278147808},15.55141824553718,null,15.55141824553718,13.478988304093566,1.7448509999999999,64.291710629984834,73.074428659649115,"E","E","G","|",".",".","."]
[2,7,12,{"$f":"INDEX(Assump!$C$30:$N$30,$A1336)*INDEX(Assump!$C$56:$FN$56,($B1336-1)*Hrs_in_dy+$C1336)","v":0.53734554141293522},{"$f":"INDEX(ePrice!$F1337:$K1337,P_Off)*EPrice_Fac","v":53.966381812281433},15.55141824553718,null,15.55141824553718,13.478988304093566,1.7448509999999999,70.220000058402647,73.074428659649115,"E","E","G","|",".",".","."]
[2,7,13,{"$f":"INDEX(Assump!$C$30:$N$30,$A1337)*INDEX(Assump!$C$56:$FN$56,($B1337-1)*Hrs_in_dy+$C1337)","v":0.53734554141293522},{"$f":"INDEX(ePrice!$F1338:$K1338,P_Off)*EPrice_Fac","v":61.370740266736931},15.55141824553718,null,15.55141824553718,13.478988304093566,1.7448509999999999,77.699150012398093,73.074428659649115,"G","E","G","|",".",".","."]
[2,7,14,{"$f":"INDEX(Assump!$C$30:$N$30,$A1338)*INDEX(Assump!$C$56:$FN$56,($B1338-1)*Hrs_in_dy+$C1338)","v":0.53734554141293522},{"$f":"INDEX(ePrice!$F1339:$K1339,P_Off)*EPrice_Fac","v":61.996024718158338},15.55141824553718,null,15.55141824553718,13.478988304093566,1.7448509999999999,78.330750468379307,73.074428659649115,"G","E","G","|",".",".","."]
[2,7,15,{"$f":"INDEX(Assump!$C$30:$N$30,$A1339)*INDEX(Assump!$C$56:$FN$56,($B1339-1)*Hrs_in_dy+$C1339)","v":0.53734554141293522},{"$f":"INDEX(ePrice!$F1340:$K1340,P_Off)*EPrice_Fac","v":60.411145316535766},15.55141824553718,null,15.55141824553718,13.478988304093566,1.7448509999999999,76.729862183912061,73.074428659649115,"G","E","G","|",".",".","."]
[2,7,16,{"$f":"INDEX(Assump!$C$30:$N$30,$A1340)*INDEX(Assump!$C$56:$FN$56,($B1340-1)*Hrs_in_dy+$C1340)","v":0.53734554141293522},{"$f":"INDEX(ePrice!$F1341:$K1341,P_Off)*EPrice_Fac","v":60.442099992348695},15.55141824553718,null,15.55141824553718,13.478988304093566,1.7448509999999999,76.761129533218067,73.074428659649115,"G","E","G","|",".",".","."]
[2,7,17,{"$f":"INDEX(Assump!$C$30:$N$30,$A1341)*INDEX(Assump!$C$56:$FN$56,($B1341-1)*Hrs_in_dy+$C1341)","v":0.53734554141293522},{"$f":"INDEX(ePrice!$F1342:$K1342,P_Off)*EPrice_Fac","v":49.360326051315795},15.55141824553718,null,15.55141824553718,13.478988304093566,1.7448509999999999,65.567418481669677,73.074428659649115,"E","E","G","|",".",".","."]
[2,7,18,{"$f":"INDEX(Assump!$C$30:$N$30,$A1342)*INDEX(Assump!$C$56:$FN$56,($B1342-1)*Hrs_in_dy+$C1342)","v":0.53734554141293522},{"$f":"INDEX(ePrice!$F1343:$K1343,P_Off)*EPrice_Fac","v":62.033170329133874},15.55141824553718,null,15.55141824553718,13.478988304093566,1.7448509999999999,78.36827128754652,73.074428659649115,"G","E","G","|",".",".","."]
[2,7,19,{"$f":"INDEX(Assump!$C$30:$N$30,$A1343)*INDEX(Assump!$C$56:$FN$56,($B1343-1)*Hrs_in_dy+$C1343)","v":0.53734554141293522},{"$f":"INDEX(ePrice!$F1344:$K1344,P_Off)*EPrice_Fac","v":52.195774355781204},15.55141824553718,null,15.55141824553718,13.478988304093566,1.7448509999999999,68.431507678099379,73.074428659649115,"E","E","G","|",".",".","."]
[2,7,20,{"$f":"INDEX(Assump!$C$30:$N$30,$A1344)*INDEX(Assump!$C$56:$FN$56,($B1344-1)*Hrs_in_dy+$C1344)","v":0.53734554141293522},{"$f":"INDEX(ePrice!$F1345:$K1345,P_Off)*EPrice_Fac","v":57.334250540729421},15.55141824553718,null,15.55141824553718,13.478988304093566,1.7448509999999999,73.62188766289556,73.074428659649115,"G","E","G","|",".",".","."]
[2,7,21,{"$f":"INDEX(Assump!$C$30:$N$30,$A1345)*INDEX(Assump!$C$56:$FN$56,($B1345-1)*Hrs_in_dy+$C1345)","v":0.53734554141293522},{"$f":"INDEX(ePrice!$F1346:$K1346,P_Off)*EPrice_Fac","v":53.910663395818133},15.55141824553718,null,15.55141824553718,13.478988304093566,1.7448509999999999,70.163718829651827,73.074428659649115,"E","E","G","|",".",".","."]
[2,7,22,{"$f":"INDEX(Assump!$C$30:$N$30,$A1346)*INDEX(Assump!$C$56:$FN$56,($B1346-1)*Hrs_in_dy+$C1346)","v":0.53734554141293522},{"$f":"INDEX(ePrice!$F1347:$K1347,P_Off)*EPrice_Fac","v":55.173614168986141},15.55141824553718,null,15.55141824553718,13.478988304093566,1.7448509999999999,71.439426681336698,73.074428659649115,"E","E","G","|",".",".","."]
[2,7,23,{"$f":"INDEX(Assump!$C$30:$N$30,$A1347)*INDEX(Assump!$C$56:$FN$56,($B1347-1)*Hrs_in_dy+$C1347)","v":0.53734554141293522},{"$f":"INDEX(ePrice!$F1348:$K1348,P_Off)*EPrice_Fac","v":31.858552346678927},15.55141824553718,null,15.55141824553718,13.478988304093566,1.7448509999999999,47.88885918405667,73.074428659649115,"E","E","G","|",".",".","."]
[2,7,24,{"$f":"INDEX(Assump!$C$30:$N$30,$A1348)*INDEX(Assump!$C$56:$FN$56,($B1348-1)*Hrs_in_dy+$C1348)","v":0.53734554141293522},{"$f":"INDEX(ePrice!$F1349:$K1349,P_Off)*EPrice_Fac","v":26.503393431040131},15.55141824553718,null,15.55141824553718,13.478988304093566,1.7448509999999999,42.479607754118497,73.074428659649115,"E","E","G","|",".",".","."]
[1,1,1,{"$f":"INDEX(Assump!$C$30:$N$30,$A1349)*INDEX(Assump!$C$56:$FN$56,($B1349-1)*Hrs_in_dy+$C1349)","v":0.64047833533817744},{"$f":"INDEX(ePrice!$F1350:$K1350,P_Off)*EPrice_Fac","v":24.365992284554636},{"$f":"Nwk_Elec_Var","v":15.55141824553718},null,15.55141824553718,{"$f":"IF(Other_fuel=\"Gas\",\nCHOOSE(Gas_price_option,Other_fuel_price_wholesale_flex,Gas_elec_m*$E1349+Gas_elec_c),\nOther_fuel_price_wholesale_flex)","v":13.478988304093566},{"$f":"IF(Other_fuel=\"Gas\",Nwk_Gas_Var,0)","v":1.7448509999999999},40.320616697062441,73.074428659649115,{"$f":"IF(K1349<L1349,ID_E,ID_O)","v":"E"},{"$f":"IF($C1349=1,IF(SUM($D1349:$D1372)=0,\".\",IF(SUMPRODUCT($K1349:$K1372,$D1349:$D1372)<SUMPRODUCT($L1349:$L1372,$D1349:$D1372),ID_E,ID_O)),N1348)","v":"E"},{"$f":"IF(SUM($B1349:$C1349)=2,IF(SUMPRODUCT($K1349:$K1516,$D1349:$D1516)<SUMPRODUCT($L1349:$L1516,$D1349:$D1516),ID_E,ID_O),O1348)","v":"G"},"|",{"$f":"IF($C1349=1,SUMIFS($D1349:$D1372,M1349:M1372,ID_O),\".\")","v":1.9214350060145322},{"$f":"IF($C1349=1,SUMIFS($D1349:$D1372,N1349:N1372,ID_O),\".\")","v":0},{"$f":"IF($C1349=1,SUMIFS($D1349:$D1372,O1349:O1372,ID_O),\".\")","v":15.371480048116251}]
[1,1,2,{"$f":"INDEX(Assump!$C$30:$N$30,$A1350)*INDEX(Assump!$C$56:$FN$56,($B1350-1)*Hrs_in_dy+$C1350)","v":0.64047833533817744},{"$f":"INDEX(ePrice!$F1351:$K1351,P_Off)*EPrice_Fac","v":19.834828747216992},15.55141824553718,null,{"$f":"SUM($F1350:$G1350)","v":15.55141824553718},13.478988304093566,1.7448509999999999,{"$f":"SUM(E1350,H1350)/COP_Elec","v":35.743683831064821},{"$f":"SUM(I1350:J1350)*GJ_MWh/COP_Other","v":73.074428659649115},"E","E","G","|",".",".","."]
[1,1,3,{"$f":"INDEX(Assump!$C$30:$N$30,$A1351)*INDEX(Assump!$C$56:$FN$56,($B1351-1)*Hrs_in_dy+$C1351)","v":0.64047833533817744},{"$f":"INDEX(ePrice!$F1352:$K1352,P_Off)*EPrice_Fac","v":5.0506090927643577},15.55141824553718,null,15.55141824553718,13.478988304093566,1.7448509999999999,20.810128624547009,73.074428659649115,"E","E","G","|",".",".","."]
[1,1,4,{"$f":"INDEX(Assump!$C$30:$N$30,$A1352)*INDEX(Assump!$C$56:$FN$56,($B1352-1)*Hrs_in_dy+$C1352)","v":0.64047833533817744},{"$f":"INDEX(ePrice!$F1353:$K1353,P_Off)*EPrice_Fac","v":4.8508223406771611},15.55141824553718,null,15.55141824553718,13.478988304093566,1.7448509999999999,20.608323824458928,73.074428659649115,"E","E","G","|",".",".","."]
[1,1,5,{"$f":"INDEX(Assump!$C$30:$N$30,$A1353)*INDEX(Assump!$C$56:$FN$56,($B1353-1)*Hrs_in_dy+$C1353)","v":0.64047833533817744},{"$f":"INDEX(ePrice!$F1354:$K1354,P_Off)*EPrice_Fac","v":0.75918965793135129},15.55141824553718,null,15.55141824553718,13.478988304093566,1.7448509999999999,16.475361518655081,73.074428659649115,"E","E","G","|",".",".","."]
[1,1,6,{"$f":"INDEX(Assump!$C$30:$N$30,$A1354)*INDEX(Assump!$C$56:$FN$56,($B1354-1)*Hrs_in_dy+$C1354)","v":0.64047833533817744},{"$f":"INDEX(ePrice!$F1355:$K1355,P_Off)*EPrice_Fac","v":9.2061735361780705},15.55141824553718,null,15.55141824553718,13.478988304093566,1.7448509999999999,25.007668466379041,73.074428659649115,"E","E","G","|",".",".","."]
[1,1,7,{"$f":"INDEX(Assump!$C$30:$N$30,$A1355)*INDEX(Assump!$C$56:$FN$56,($B1355-1)*Hrs_in_dy+$C1355)","v":0.64047833533817744},{"$f":"INDEX(ePrice!$F1356:$K1356,P_Off)*EPrice_Fac","v":24.046333481215118},15.55141824553718,null,15.55141824553718,13.478988304093566,1.7448509999999999,39.997729016921518,73.074428659649115,"E","E","G","|",".",".","."]
[1,1,8,{"$f":"INDEX(Assump!$C$30:$N$30,$A1356)*INDEX(Assump!$C$56:$FN$56,($B1356-1)*Hrs_in_dy+$C1356)","v":0.64047833533817744},{"$f":"INDEX(ePrice!$F1357:$K1357,P_Off)*EPrice_Fac","v":45.615311236548983},15.55141824553718,null,15.55141824553718,13.478988304093566,1.7448509999999999,61.78457523443047,73.074428659649115,"E","E","G","|",".",".","."]
[1,1,9,{"$f":"INDEX(Assump!$C$30:$N$30,$A1357)*INDEX(Assump!$C$56:$FN$56,($B1357-1)*Hrs_in_dy+$C1357)","v":0.64047833533817744},{"$f":"INDEX(ePrice!$F1358:$K1358,P_Off)*EPrice_Fac","v":48.148607253014653},15.55141824553718,null,15.55141824553718,13.478988304093566,1.7448509999999999,64.343460099547301,73.074428659649115,"E","E","G","|",".",".","."]
[1,1,10,{"$f":"INDEX(Assump!$C$30:$N$30,$A1358)*INDEX(Assump!$C$56:$FN$56,($B1358-1)*Hrs_in_dy+$C1358)","v":0.64047833533817744},{"$f":"INDEX(ePrice!$F1359:$K1359,P_Off)*EPrice_Fac","v":69.326002974257605},15.55141824553718,null,15.55141824553718,13.478988304093566,1.7448509999999999,85.734768908883623,73.074428659649115,"G","E","G","|",".",".","."]
[1,1,11,{"$f":"INDEX(Assump!$C$30:$N$30,$A1359)*INDEX(Assump!$C$56:$FN$56,($B1359-1)*Hrs_in_dy+$C1359)","v":0.64047833533817744},{"$f":"INDEX(ePrice!$F1360:$K1360,P_Off)*EPrice_Fac","v":75.30362259670656},15.55141824553718,null,15.55141824553718,13.478988304093566,1.7448509999999999,91.772768527518934,73.074428659649115,"G","E","G","|",".",".","."]
[1,1,12,{"$f":"INDEX(Assump!$C$30:$N$30,$A1360)*INDEX(Assump!$C$56:$FN$56,($B1360-1)*Hrs_in_dy+$C1360)","v":0.64047833533817744},{"$f":"INDEX(ePrice!$F1361:$K1361,P_Off)*EPrice_Fac","v":65.570012035018294},15.55141824553718,null,15.55141824553718,13.478988304093566,1.7448509999999999,81.940838667227752,73.074428659649115,"G","E","G","|",".",".","."]
[1,1,13,{"$f":"INDEX(Assump!$C$30:$N$30,$A1361)*INDEX(Assump!$C$56:$FN$56,($B1361-1)*Hrs_in_dy+$C1361)","v":0.64047833533817744},{"$f":"INDEX(ePrice!$F1362:$K1362,P_Off)*EPrice_Fac","v":50.681903269480323},15.55141824553718,null,15.55141824553718,13.478988304093566,1.7448509999999999,66.902344964664152,73.074428659649115,"E","E","G","|",".",".","."]
[1,1,14,{"$f":"INDEX(Assump!$C$30:$N$30,$A1362)*INDEX(Assump!$C$56:$FN$56,($B1362-1)*Hrs_in_dy+$C1362)","v":0.64047833533817744},{"$f":"INDEX(ePrice!$F1363:$K1363,P_Off)*EPrice_Fac","v":46.430441185064751},15.55141824553718,null,15.55141824553718,13.478988304093566,1.7448509999999999,62.607938818789826,73.074428659649115,"E","E","G","|",".",".","."]
[1,1,15,{"$f":"INDEX(Assump!$C$30:$N$30,$A1363)*INDEX(Assump!$C$56:$FN$56,($B1363-1)*Hrs_in_dy+$C1363)","v":0.64047833533817744},{"$f":"INDEX(ePrice!$F1364:$K1364,P_Off)*EPrice_Fac","v":44.328684553107429},15.55141824553718,null,15.55141824553718,13.478988304093566,1.7448509999999999,60.48495232186324,73.074428659649115,"E","E","G","|",".",".","."]
[1,1,16,{"$f":"INDEX(Assump!$C$30:$N$30,$A1364)*INDEX(Assump!$C$56:$FN$56,($B1364-1)*Hrs_in_dy+$C1364)","v":0.64047833533817744},{"$f":"INDEX(ePrice!$F1365:$K1365,P_Off)*EPrice_Fac","v":46.254628843228012},15.55141824553718,null,15.55141824553718,13.478988304093566,1.7448509999999999,62.430350594712316,73.074428659649115,"E","E","G","|",".",".","."]
[1,1,17,{"$f":"INDEX(Assump!$C$30:$N$30,$A1365)*INDEX(Assump!$C$56:$FN$56,($B1365-1)*Hrs_in_dy+$C1365)","v":0.64047833533817744},{"$f":"INDEX(ePrice!$F1366:$K1366,P_Off)*EPrice_Fac","v":51.057502363404247},15.55141824553718,null,15.55141824553718,13.478988304093566,1.7448509999999999,67.281737988829732,73.074428659649115,"E","E","G","|",".",".","."]
[1,1,18,{"$f":"INDEX(Assump!$C$30:$N$30,$A1366)*INDEX(Assump!$C$56:$FN$56,($B1366-1)*Hrs_in_dy+$C1366)","v":0.64047833533817744},{"$f":"INDEX(ePrice!$F1367:$K1367,P_Off)*EPrice_Fac","v":52.128359354591637},15.55141824553718,null,15.55141824553718,13.478988304093566,1.7448509999999999,68.36341171730183,73.074428659649115,"E","E","G","|",".",".","."]
[1,1,19,{"$f":"INDEX(Assump!$C$30:$N$30,$A1367)*INDEX(Assump!$C$56:$FN$56,($B1367-1)*Hrs_in_dy+$C1367)","v":0.64047833533817744},{"$f":"INDEX(ePrice!$F1368:$K1368,P_Off)*EPrice_Fac","v":48.747967509276243},15.55141824553718,null,15.55141824553718,13.478988304093566,1.7448509999999999,64.948874499811538,73.074428659649115,"E","E","G","|",".",".","."]
[1,1,20,{"$f":"INDEX(Assump!$C$30:$N$30,$A1368)*INDEX(Assump!$C$56:$FN$56,($B1368-1)*Hrs_in_dy+$C1368)","v":0.64047833533817744},{"$f":"INDEX(ePrice!$F1369:$K1369,P_Off)*EPrice_Fac","v":35.913666555194659},15.55141824553718,null,15.55141824553718,13.478988304093566,1.7448509999999999,51.984934142153371,73.074428659649115,"E","E","G","|",".",".","."]
[1,1,21,{"$f":"INDEX(Assump!$C$30:$N$30,$A1369)*INDEX(Assump!$C$56:$FN$56,($B1369-1)*Hrs_in_dy+$C1369)","v":0.64047833533817744},{"$f":"INDEX(ePrice!$F1370:$K1370,P_Off)*EPrice_Fac","v":26.47574038659544},15.55141824553718,null,15.55141824553718,13.478988304093566,1.7448509999999999,42.451675385992544,73.074428659649115,"E","E","G","|",".",".","."]
[1,1,22,{"$f":"INDEX(Assump!$C$30:$N$30,$A1370)*INDEX(Assump!$C$56:$FN$56,($B1370-1)*Hrs_in_dy+$C1370)","v":0.64047833533817744},{"$f":"INDEX(ePrice!$F1371:$K1371,P_Off)*EPrice_Fac","v":43.833213407931176},15.55141824553718,null,15.55141824553718,13.478988304093566,1.7448509999999999,59.9844764176448,73.074428659649115,"E","E","G","|",".",".","."]
[1,1,23,{"$f":"INDEX(Assump!$C$30:$N$30,$A1371)*INDEX(Assump!$C$56:$FN$56,($B1371-1)*Hrs_in_dy+$C1371)","v":0.64047833533817744},{"$f":"INDEX(ePrice!$F1372:$K1372,P_Off)*EPrice_Fac","v":35.745845683441416},15.55141824553718,null,15.55141824553718,13.478988304093566,1.7448509999999999,51.815418110079392,73.074428659649115,"E","E","G","|",".",".","."]
[1,1,24,{"$f":"INDEX(Assump!$C$30:$N$30,$A1372)*INDEX(Assump!$C$56:$FN$56,($B1372-1)*Hrs_in_dy+$C1372)","v":0.64047833533817744},{"$f":"INDEX(ePrice!$F1373:$K1373,P_Off)*EPrice_Fac","v":37.048455307049949},15.55141824553718,null,15.55141824553718,13.478988304093566,1.7448509999999999,53.131185406653664,73.074428659649115,"E","E","G","|",".",".","."]
[1,2,1,{"$f":"INDEX(Assump!$C$30:$N$30,$A1373)*INDEX(Assump!$C$56:$FN$56,($B1373-1)*Hrs_in_dy+$C1373)","v":0.64047833533817744},{"$f":"INDEX(ePrice!$F1374:$K1374,P_Off)*EPrice_Fac","v":28.193906454545342},15.55141824553718,null,15.55141824553718,13.478988304093566,1.7448509999999999,44.187196666750019,73.074428659649115,"E","E","G","|",8.3262183593963073,0,15.371480048116251]
[1,2,2,{"$f":"INDEX(Assump!$C$30:$N$30,$A1374)*INDEX(Assump!$C$56:$FN$56,($B1374-1)*Hrs_in_dy+$C1374)","v":0.64047833533817744},{"$f":"INDEX(ePrice!$F1375:$K1375,P_Off)*EPrice_Fac","v":26.987194471938672},15.55141824553718,null,15.55141824553718,13.478988304093566,1.7448509999999999,42.968295674218034,73.074428659649115,"E","E","G","|",".",".","."]
[1,2,3,{"$f":"INDEX(Assump!$C$30:$N$30,$A1375)*INDEX(Assump!$C$56:$FN$56,($B1375-1)*Hrs_in_dy+$C1375)","v":0.64047833533817744},{"$f":"INDEX(ePrice!$F1376:$K1376,P_Off)*EPrice_Fac","v":34.539133700834739},15.55141824553718,null,15.55141824553718,13.478988304093566,1.7448509999999999,50.596517117547393,73.074428659649115,"E","E","G","|",".",".","."]
[1,2,4,{"$f":"INDEX(Assump!$C$30:$N$30,$A1376)*INDEX(Assump!$C$56:$FN$56,($B1376-1)*Hrs_in_dy+$C1376)","v":0.64047833533817744},{"$f":"INDEX(ePrice!$F1377:$K1377,P_Off)*EPrice_Fac","v":24.981335480983201},15.55141824553718,null,15.55141824553718,13.478988304093566,1.7448509999999999,40.94217548133372,73.074428659649115,"E","E","G","|",".",".","."]
[1,2,5,{"$f":"INDEX(Assump!$C$30:$N$30,$A1377)*INDEX(Assump!$C$56:$FN$56,($B1377-1)*Hrs_in_dy+$C1377)","v":0.64047833533817744},{"$f":"INDEX(ePrice!$F1378:$K1378,P_Off)*EPrice_Fac","v":24.973344010899716},15.55141824553718,null,15.55141824553718,13.478988304093566,1.7448509999999999,40.934103289330196,73.074428659649115,"E","E","G","|",".",".","."]
[1,2,6,{"$f":"INDEX(Assump!$C$30:$N$30,$A1378)*INDEX(Assump!$C$56:$FN$56,($B1378-1)*Hrs_in_dy+$C1378)","v":0.64047833533817744},{"$f":"INDEX(ePrice!$F1379:$K1379,P_Off)*EPrice_Fac","v":27.33082768552865},15.55141824553718,null,15.55141824553718,13.478988304093566,1.7448509999999999,43.31539993036953,73.074428659649115,"E","E","G","|",".",".","."]
[1,2,7,{"$f":"INDEX(Assump!$C$30:$N$30,$A1379)*INDEX(Assump!$C$56:$FN$56,($B1379-1)*Hrs_in_dy+$C1379)","v":0.64047833533817744},{"$f":"INDEX(ePrice!$F1380:$K1380,P_Off)*EPrice_Fac","v":30.271688676252197},15.55141824553718,null,15.55141824553718,13.478988304093566,1.7448509999999999,46.285966587666039,73.074428659649115,"E","E","G","|",".",".","."]
[1,2,8,{"$f":"INDEX(Assump!$C$30:$N$30,$A1380)*INDEX(Assump!$C$56:$FN$56,($B1380-1)*Hrs_in_dy+$C1380)","v":0.64047833533817744},{"$f":"INDEX(ePrice!$F1381:$K1381,P_Off)*EPrice_Fac","v":52.224256995593485},15.55141824553718,null,15.55141824553718,13.478988304093566,1.7448509999999999,68.460278021344109,73.074428659649115,"E","E","G","|",".",".","."]
[1,2,9,{"$f":"INDEX(Assump!$C$30:$N$30,$A1381)*INDEX(Assump!$C$56:$FN$56,($B1381-1)*Hrs_in_dy+$C1381)","v":0.64047833533817744},{"$f":"INDEX(ePrice!$F1382:$K1382,P_Off)*EPrice_Fac","v":80.250342578385585},15.55141824553718,null,15.55141824553718,13.478988304093566,1.7448509999999999,96.769455377699757,73.074428659649115,"G","E","G","|",".",".","."]
[1,2,10,{"$f":"INDEX(Assump!$C$30:$N$30,$A1382)*INDEX(Assump!$C$56:$FN$56,($B1382-1)*Hrs_in_dy+$C1382)","v":0.64047833533817744},{"$f":"INDEX(ePrice!$F1383:$K1383,P_Off)*EPrice_Fac","v":86.275911021335475},15.55141824553718,null,15.55141824553718,13.478988304093566,1.7448509999999999,102.85588814835621,73.074428659649115,"G","E","G","|",".",".","."]
[1,2,11,{"$f":"INDEX(Assump!$C$30:$N$30,$A1383)*INDEX(Assump!$C$56:$FN$56,($B1383-1)*Hrs_in_dy+$C1383)","v":0.64047833533817744},{"$f":"INDEX(ePrice!$F1384:$K1384,P_Off)*EPrice_Fac","v":71.339853435296575},15.55141824553718,null,15.55141824553718,13.478988304093566,1.7448509999999999,87.768961293771468,73.074428659649115,"G","E","G","|",".",".","."]
[1,2,12,{"$f":"INDEX(Assump!$C$30:$N$30,$A1384)*INDEX(Assump!$C$56:$FN$56,($B1384-1)*Hrs_in_dy+$C1384)","v":0.64047833533817744},{"$f":"INDEX(ePrice!$F1385:$K1385,P_Off)*EPrice_Fac","v":68.998352700834602},15.55141824553718,null,15.55141824553718,13.478988304093566,1.7448509999999999,85.403809036739176,73.074428659649115,"G","E","G","|",".",".","."]
[1,2,13,{"$f":"INDEX(Assump!$C$30:$N$30,$A1385)*INDEX(Assump!$C$56:$FN$56,($B1385-1)*Hrs_in_dy+$C1385)","v":0.64047833533817744},{"$f":"INDEX(ePrice!$F1386:$K1386,P_Off)*EPrice_Fac","v":70.300962324443134},15.55141824553718,null,15.55141824553718,13.478988304093566,1.7448509999999999,86.719576333313441,73.074428659649115,"G","E","G","|",".",".","."]
[1,2,14,{"$f":"INDEX(Assump!$C$30:$N$30,$A1386)*INDEX(Assump!$C$56:$FN$56,($B1386-1)*Hrs_in_dy+$C1386)","v":0.64047833533817744},{"$f":"INDEX(ePrice!$F1387:$K1387,P_Off)*EPrice_Fac","v":70.11715851252292},15.55141824553718,null,15.55141824553718,13.478988304093566,1.7448509999999999,86.53391591723242,73.074428659649115,"G","E","G","|",".",".","."]
[1,2,15,{"$f":"INDEX(Assump!$C$30:$N$30,$A1387)*INDEX(Assump!$C$56:$FN$56,($B1387-1)*Hrs_in_dy+$C1387)","v":0.64047833533817744},{"$f":"INDEX(ePrice!$F1388:$K1388,P_Off)*EPrice_Fac","v":70.860365230287286},15.55141824553718,null,15.55141824553718,13.478988304093566,1.7448509999999999,87.28462977356007,73.074428659649115,"G","E","G","|",".",".","."]
[1,2,16,{"$f":"INDEX(Assump!$C$30:$N$30,$A1388)*INDEX(Assump!$C$56:$FN$56,($B1388-1)*Hrs_in_dy+$C1388)","v":0.64047833533817744},{"$f":"INDEX(ePrice!$F1389:$K1389,P_Off)*EPrice_Fac","v":70.836390820036826},15.55141824553718,null,15.55141824553718,13.478988304093566,1.7448509999999999,87.260413197549497,73.074428659649115,"G","E","G","|",".",".","."]
[1,2,17,{"$f":"INDEX(Assump!$C$30:$N$30,$A1389)*INDEX(Assump!$C$56:$FN$56,($B1389-1)*Hrs_in_dy+$C1389)","v":0.64047833533817744},{"$f":"INDEX(ePrice!$F1390:$K1390,P_Off)*EPrice_Fac","v":71.987162512059086},15.55141824553718,null,15.55141824553718,13.478988304093566,1.7448509999999999,88.422808846056839,73.074428659649115,"G","E","G","|",".",".","."]
[1,2,18,{"$f":"INDEX(Assump!$C$30:$N$30,$A1390)*INDEX(Assump!$C$56:$FN$56,($B1390-1)*Hrs_in_dy+$C1390)","v":0.64047833533817744},{"$f":"INDEX(ePrice!$F1391:$K1391,P_Off)*EPrice_Fac","v":70.037243811688029},15.55141824553718,null,15.55141824553718,13.478988304093566,1.7448509999999999,86.453193997197175,73.074428659649115,"G","E","G","|",".",".","."]
[1,2,19,{"$f":"INDEX(Assump!$C$30:$N$30,$A1391)*INDEX(Assump!$C$56:$FN$56,($B1391-1)*Hrs_in_dy+$C1391)","v":0.64047833533817744},{"$f":"INDEX(ePrice!$F1392:$K1392,P_Off)*EPrice_Fac","v":69.437883555426438},15.55141824553718,null,15.55141824553718,13.478988304093566,1.7448509999999999,85.847779596932952,73.074428659649115,"G","E","G","|",".",".","."]
[1,2,20,{"$f":"INDEX(Assump!$C$30:$N$30,$A1392)*INDEX(Assump!$C$56:$FN$56,($B1392-1)*Hrs_in_dy+$C1392)","v":0.64047833533817744},{"$f":"INDEX(ePrice!$F1393:$K1393,P_Off)*EPrice_Fac","v":58.769270993970089},15.55141824553718,null,15.55141824553718,13.478988304093566,1.7448509999999999,75.071403272229574,73.074428659649115,"G","E","G","|",".",".","."]
[1,2,21,{"$f":"INDEX(Assump!$C$30:$N$30,$A1393)*INDEX(Assump!$C$56:$FN$56,($B1393-1)*Hrs_in_dy+$C1393)","v":0.64047833533817744},{"$f":"INDEX(ePrice!$F1394:$K1394,P_Off)*EPrice_Fac","v":50.578014158394971},15.55141824553718,null,15.55141824553718,13.478988304093566,1.7448509999999999,66.797406468618334,73.074428659649115,"E","E","G","|",".",".","."]
[1,2,22,{"$f":"INDEX(Assump!$C$30:$N$30,$A1394)*INDEX(Assump!$C$56:$FN$56,($B1394-1)*Hrs_in_dy+$C1394)","v":0.64047833533817744},{"$f":"INDEX(ePrice!$F1395:$K1395,P_Off)*EPrice_Fac","v":55.844392943413503},15.55141824553718,null,15.55141824553718,13.478988304093566,1.7448509999999999,72.116980998940093,73.074428659649115,"E","E","G","|",".",".","."]
[1,2,23,{"$f":"INDEX(Assump!$C$30:$N$30,$A1395)*INDEX(Assump!$C$56:$FN$56,($B1395-1)*Hrs_in_dy+$C1395)","v":0.64047833533817744},{"$f":"INDEX(ePrice!$F1396:$K1396,P_Off)*EPrice_Fac","v":60.143803848330002},15.55141824553718,null,15.55141824553718,13.478988304093566,1.7448509999999999,76.459820296835545,73.074428659649115,"G","E","G","|",".",".","."]
[1,2,24,{"$f":"INDEX(Assump!$C$30:$N$30,$A1396)*INDEX(Assump!$C$56:$FN$56,($B1396-1)*Hrs_in_dy+$C1396)","v":0.64047833533817744},{"$f":"INDEX(ePrice!$F1397:$K1397,P_Off)*EPrice_Fac","v":30.807117171845885},15.55141824553718,null,15.55141824553718,13.478988304093566,1.7448509999999999,46.826803451902087,73.074428659649115,"E","E","G","|",".",".","."]
[1,3,1,{"$f":"INDEX(Assump!$C$30:$N$30,$A1397)*INDEX(Assump!$C$56:$FN$56,($B1397-1)*Hrs_in_dy+$C1397)","v":0.64047833533817744},{"$f":"INDEX(ePrice!$F1398:$K1398,P_Off)*EPrice_Fac","v":54.893408003478449},15.55141824553718,null,15.55141824553718,13.478988304093566,1.7448509999999999,71.156390150520849,73.074428659649115,"E","E","G","|",4.483348347367242,0,15.371480048116251]
[1,3,2,{"$f":"INDEX(Assump!$C$30:$N$30,$A1398)*INDEX(Assump!$C$56:$FN$56,($B1398-1)*Hrs_in_dy+$C1398)","v":0.64047833533817744},{"$f":"INDEX(ePrice!$F1399:$K1399,P_Off)*EPrice_Fac","v":35.641956572356072},15.55141824553718,null,15.55141824553718,13.478988304093566,1.7448509999999999,51.710479614033588,73.074428659649115,"E","E","G","|",".",".","."]
[1,3,3,{"$f":"INDEX(Assump!$C$30:$N$30,$A1399)*INDEX(Assump!$C$56:$FN$56,($B1399-1)*Hrs_in_dy+$C1399)","v":0.64047833533817744},{"$f":"INDEX(ePrice!$F1400:$K1400,P_Off)*EPrice_Fac","v":35.929649495361637},15.55141824553718,null,15.55141824553718,13.478988304093566,1.7448509999999999,52.00107852616042,73.074428659649115,"E","E","G","|",".",".","."]
[1,3,4,{"$f":"INDEX(Assump!$C$30:$N$30,$A1400)*INDEX(Assump!$C$56:$FN$56,($B1400-1)*Hrs_in_dy+$C1400)","v":0.64047833533817744},{"$f":"INDEX(ePrice!$F1401:$K1401,P_Off)*EPrice_Fac","v":45.135823031539708},15.55141824553718,null,15.55141824553718,13.478988304093566,1.7448509999999999,61.300243714219079,73.074428659649115,"E","E","G","|",".",".","."]
[1,3,5,{"$f":"INDEX(Assump!$C$30:$N$30,$A1401)*INDEX(Assump!$C$56:$FN$56,($B1401-1)*Hrs_in_dy+$C1401)","v":0.64047833533817744},{"$f":"INDEX(ePrice!$F1402:$K1402,P_Off)*EPrice_Fac","v":38.926450776669604},15.55141824553718,null,15.55141824553718,13.478988304093566,1.7448509999999999,55.0281505274816,73.074428659649115,"E","E","G","|",".",".","."]
[1,3,6,{"$f":"INDEX(Assump!$C$30:$N$30,$A1402)*INDEX(Assump!$C$56:$FN$56,($B1402-1)*Hrs_in_dy+$C1402)","v":0.64047833533817744},{"$f":"INDEX(ePrice!$F1403:$K1403,P_Off)*EPrice_Fac","v":34.770886333255888},15.55141824553718,null,15.55141824553718,13.478988304093566,1.7448509999999999,50.83061068564956,73.074428659649115,"E","E","G","|",".",".","."]
[1,3,7,{"$f":"INDEX(Assump!$C$30:$N$30,$A1403)*INDEX(Assump!$C$56:$FN$56,($B1403-1)*Hrs_in_dy+$C1403)","v":0.64047833533817744},{"$f":"INDEX(ePrice!$F1404:$K1404,P_Off)*EPrice_Fac","v":47.804974039424678},15.55141824553718,null,15.55141824553718,13.478988304093566,1.7448509999999999,63.996355843395818,73.074428659649115,"E","E","G","|",".",".","."]
[1,3,8,{"$f":"INDEX(Assump!$C$30:$N$30,$A1404)*INDEX(Assump!$C$56:$FN$56,($B1404-1)*Hrs_in_dy+$C1404)","v":0.64047833533817744},{"$f":"INDEX(ePrice!$F1405:$K1405,P_Off)*EPrice_Fac","v":49.027668962198327},15.55141824553718,null,15.55141824553718,13.478988304093566,1.7448509999999999,65.231401219934867,73.074428659649115,"E","E","G","|",".",".","."]
[1,3,9,{"$f":"INDEX(Assump!$C$30:$N$30,$A1405)*INDEX(Assump!$C$56:$FN$56,($B1405-1)*Hrs_in_dy+$C1405)","v":0.64047833533817744},{"$f":"INDEX(ePrice!$F1406:$K1406,P_Off)*EPrice_Fac","v":56.355847028756735},15.55141824553718,null,15.55141824553718,13.478988304093566,1.7448509999999999,72.633601287165575,73.074428659649115,"E","E","G","|",".",".","."]
[1,3,10,{"$f":"INDEX(Assump!$C$30:$N$30,$A1406)*INDEX(Assump!$C$56:$FN$56,($B1406-1)*Hrs_in_dy+$C1406)","v":0.64047833533817744},{"$f":"INDEX(ePrice!$F1407:$K1407,P_Off)*EPrice_Fac","v":76.822001912569263},15.55141824553718,null,15.55141824553718,13.478988304093566,1.7448509999999999,93.306485008188332,73.074428659649115,"G","E","G","|",".",".","."]
[1,3,11,{"$f":"INDEX(Assump!$C$30:$N$30,$A1407)*INDEX(Assump!$C$56:$FN$56,($B1407-1)*Hrs_in_dy+$C1407)","v":0.64047833533817744},{"$f":"INDEX(ePrice!$F1408:$K1408,P_Off)*EPrice_Fac","v":64.13953889007395},15.55141824553718,null,15.55141824553718,13.478988304093566,1.7448509999999999,80.495916298597095,73.074428659649115,"G","E","G","|",".",".","."]
[1,3,12,{"$f":"INDEX(Assump!$C$30:$N$30,$A1408)*INDEX(Assump!$C$56:$FN$56,($B1408-1)*Hrs_in_dy+$C1408)","v":0.64047833533817744},{"$f":"INDEX(ePrice!$F1409:$K1409,P_Off)*EPrice_Fac","v":55.588665900741894},15.55141824553718,null,15.55141824553718,13.478988304093566,1.7448509999999999,71.858670854827352,73.074428659649115,"E","E","G","|",".",".","."]
[1,3,13,{"$f":"INDEX(Assump!$C$30:$N$30,$A1409)*INDEX(Assump!$C$56:$FN$56,($B1409-1)*Hrs_in_dy+$C1409)","v":0.64047833533817744},{"$f":"INDEX(ePrice!$F1410:$K1410,P_Off)*EPrice_Fac","v":58.553501301715919},15.55141824553718,null,15.55141824553718,13.478988304093566,1.7448509999999999,74.853454088134455,73.074428659649115,"G","E","G","|",".",".","."]
[1,3,14,{"$f":"INDEX(Assump!$C$30:$N$30,$A1410)*INDEX(Assump!$C$56:$FN$56,($B1410-1)*Hrs_in_dy+$C1410)","v":0.64047833533817744},{"$f":"INDEX(ePrice!$F1411:$K1411,P_Off)*EPrice_Fac","v":65.122489710342975},15.55141824553718,null,15.55141824553718,13.478988304093566,1.7448509999999999,81.488795915030465,73.074428659649115,"G","E","G","|",".",".","."]
[1,3,15,{"$f":"INDEX(Assump!$C$30:$N$30,$A1411)*INDEX(Assump!$C$56:$FN$56,($B1411-1)*Hrs_in_dy+$C1411)","v":0.64047833533817744},{"$f":"INDEX(ePrice!$F1412:$K1412,P_Off)*EPrice_Fac","v":67.280186632884707},15.55141824553718,null,15.55141824553718,13.478988304093566,1.7448509999999999,83.668287755981709,73.074428659649115,"G","E","G","|",".",".","."]
[1,3,16,{"$f":"INDEX(Assump!$C$30:$N$30,$A1412)*INDEX(Assump!$C$56:$FN$56,($B1412-1)*Hrs_in_dy+$C1412)","v":0.64047833533817744},{"$f":"INDEX(ePrice!$F1413:$K1413,P_Off)*EPrice_Fac","v":67.264203692717714},15.55141824553718,null,15.55141824553718,13.478988304093566,1.7448509999999999,83.652143371974645,73.074428659649115,"G","E","G","|",".",".","."]
[1,3,17,{"$f":"INDEX(Assump!$C$30:$N$30,$A1413)*INDEX(Assump!$C$56:$FN$56,($B1413-1)*Hrs_in_dy+$C1413)","v":0.64047833533817744},{"$f":"INDEX(ePrice!$F1414:$K1414,P_Off)*EPrice_Fac","v":78.116620066094313},{"$f":"Nwk_Elec_Var","v":15.55141824553718},null,15.55141824553718,{"$f":"IF(Other_fuel=\"Gas\",\nCHOOSE(Gas_price_option,Other_fuel_price_wholesale_flex,Gas_elec_m*$E1413+Gas_elec_c),\nOther_fuel_price_wholesale_flex)","v":13.478988304093566},{"$f":"IF(Other_fuel=\"Gas\",Nwk_Gas_Var,0)","v":1.7448509999999999},94.614180112759087,73.074428659649115,{"$f":"IF(K1413<L1413,ID_E,ID_O)","v":"G"},{"$f":"IF($C1413=1,IF(SUM($D1413:$D1436)=0,\".\",IF(SUMPRODUCT($K1413:$K1436,$D1413:$D1436)<SUMPRODUCT($L1413:$L1436,$D1413:$D1436),ID_E,ID_O)),N1412)","v":"E"},{"$f":"IF(SUM($B1413:$C1413)=2,IF(SUMPRODUCT($K1413:$K1580,$D1413:$D1580)<SUMPRODUCT($L1413:$L1580,$D1413:$D1580),ID_E,ID_O),O1412)","v":"G"},"|",{"$f":"IF($C1413=1,SUMIFS($D1413:$D1436,M1413:M1436,ID_O),\".\")","v":"."},{"$f":"IF($C1413=1,SUMIFS($D1413:$D1436,N1413:N1436,ID_O),\".\")","v":"."},{"$f":"IF($C1413=1,SUMIFS($D1413:$D1436,O1413:O1436,ID_O),\".\")","v":"."}]
[1,3,18,{"$f":"INDEX(Assump!$C$30:$N$30,$A1414)*INDEX(Assump!$C$56:$FN$56,($B1414-1)*Hrs_in_dy+$C1414)","v":0.64047833533817744},{"$f":"INDEX(ePrice!$F1415:$K1415,P_Off)*EPrice_Fac","v":55.6525976614098},15.55141824553718,null,{"$f":"SUM($F1414:$G1414)","v":15.55141824553718},13.478988304093566,1.7448509999999999,{"$f":"SUM(E1414,H1414)/COP_Elec","v":71.923248390855534},{"$f":"SUM(I1414:J1414)*GJ_MWh/COP_Other","v":73.074428659649115},"E","E","G","|",".",".","."]
[1,3,19,{"$f":"INDEX(Assump!$C$30:$N$30,$A1415)*INDEX(Assump!$C$56:$FN$56,($B1415-1)*Hrs_in_dy+$C1415)","v":0.64047833533817744},{"$f":"INDEX(ePrice!$F1416:$K1416,P_Off)*EPrice_Fac","v":49.682969509044334},15.55141824553718,null,15.55141824553718,13.478988304093566,1.7448509999999999,65.893320964223761,73.074428659649115,"E","E","G","|",".",".","."]
[1,3,20,{"$f":"INDEX(Assump!$C$30:$N$30,$A1416)*INDEX(Assump!$C$56:$FN$56,($B1416-1)*Hrs_in_dy+$C1416)","v":0.64047833533817744},{"$f":"INDEX(ePrice!$F1417:$K1417,P_Off)*EPrice_Fac","v":48.22852195384953},15.55141824553718,null,15.55141824553718,13.478988304093566,1.7448509999999999,64.424182019582531,73.074428659649115,"E","E","G","|",".",".","."]
[1,3,21,{"$f":"INDEX(Assump!$C$30:$N$30,$A1417)*INDEX(Assump!$C$56:$FN$56,($B1417-1)*Hrs_in_dy+$C1417)","v":0.64047833533817744},{"$f":"INDEX(ePrice!$F1418:$K1418,P_Off)*EPrice_Fac","v":27.194972694109353},15.55141824553718,null,15.55141824553718,13.478988304093566,1.7448509999999999,43.178172666309628,73.074428659649115,"E","E","G","|",".",".","."]
[1,3,22,{"$f":"INDEX(Assump!$C$30:$N$30,$A1418)*INDEX(Assump!$C$56:$FN$56,($B1418-1)*Hrs_in_dy+$C1418)","v":0.64047833533817744},{"$f":"INDEX(ePrice!$F1419:$K1419,P_Off)*EPrice_Fac","v":54.557766259971963},15.55141824553718,null,15.55141824553718,13.478988304093566,1.7448509999999999,70.817358086372877,73.074428659649115,"E","E","G","|",".",".","."]
[1,3,23,{"$f":"INDEX(Assump!$C$30:$N$30,$A1419)*INDEX(Assump!$C$56:$FN$56,($B1419-1)*Hrs_in_dy+$C1419)","v":0.64047833533817744},{"$f":"INDEX(ePrice!$F1420:$K1420,P_Off)*EPrice_Fac","v":51.433101457328185},15.55141824553718,null,15.55141824553718,13.478988304093566,1.7448509999999999,67.661131012995327,73.074428659649115,"E","E","G","|",".",".","."]
[1,3,24,{"$f":"INDEX(Assump!$C$30:$N$30,$A1420)*INDEX(Assump!$C$56:$FN$56,($B1420-1)*Hrs_in_dy+$C1420)","v":0.64047833533817744},{"$f":"INDEX(ePrice!$F1421:$K1421,P_Off)*EPrice_Fac","v":48.875831030612048},15.55141824553718,null,15.55141824553718,13.478988304093566,1.7448509999999999,65.078029571867901,73.074428659649115,"E","E","G","|",".",".","."]
[1,4,1,{"$f":"INDEX(Assump!$C$30:$N$30,$A1421)*INDEX(Assump!$C$56:$FN$56,($B1421-1)*Hrs_in_dy+$C1421)","v":0.64047833533817744},{"$f":"INDEX(ePrice!$F1422:$K1422,P_Off)*EPrice_Fac","v":40.55671067370114},15.55141824553718,null,15.55141824553718,13.478988304093566,1.7448509999999999,56.674877696200319,73.074428659649115,"E","G","G","|",12.169088371425367,15.371480048116251,15.371480048116251]
[1,4,2,{"$f":"INDEX(Assump!$C$30:$N$30,$A1422)*INDEX(Assump!$C$56:$FN$56,($B1422-1)*Hrs_in_dy+$C1422)","v":0.64047833533817744},{"$f":"INDEX(ePrice!$F1423:$K1423,P_Off)*EPrice_Fac","v":41.483721203385734},15.55141824553718,null,15.55141824553718,13.478988304093566,1.7448509999999999,57.611251968609004,73.074428659649115,"E","G","G","|",".",".","."]
[1,4,3,{"$f":"INDEX(Assump!$C$30:$N$30,$A1423)*INDEX(Assump!$C$56:$FN$56,($B1423-1)*Hrs_in_dy+$C1423)","v":0.64047833533817744},{"$f":"INDEX(ePrice!$F1424:$K1424,P_Off)*EPrice_Fac","v":42.914194348330078},15.55141824553718,null,15.55141824553718,13.478988304093566,1.7448509999999999,59.056174337239653,73.074428659649115,"E","G","G","|",".",".","."]
[1,4,4,{"$f":"INDEX(Assump!$C$30:$N$30,$A1424)*INDEX(Assump!$C$56:$FN$56,($B1424-1)*Hrs_in_dy+$C1424)","v":0.64047833533817744},{"$f":"INDEX(ePrice!$F1425:$K1425,P_Off)*EPrice_Fac","v":58.689356293135205},15.55141824553718,null,15.55141824553718,13.478988304093566,1.7448509999999999,74.990681352194329,73.074428659649115,"G","G","G","|",".",".","."]
[1,4,5,{"$f":"INDEX(Assump!$C$30:$N$30,$A1425)*INDEX(Assump!$C$56:$FN$56,($B1425-1)*Hrs_in_dy+$C1425)","v":0.64047833533817744},{"$f":"INDEX(ePrice!$F1426:$K1426,P_Off)*EPrice_Fac","v":58.769270993970075},15.55141824553718,null,15.55141824553718,13.478988304093566,1.7448509999999999,75.07140327222956,73.074428659649115,"G","G","G","|",".",".","."]
[1,4,6,{"$f":"INDEX(Assump!$C$30:$N$30,$A1426)*INDEX(Assump!$C$56:$FN$56,($B1426-1)*Hrs_in_dy+$C1426)","v":0.64047833533817744},{"$f":"INDEX(ePrice!$F1427:$K1427,P_Off)*EPrice_Fac","v":55.157126516233546},15.55141824553718,null,15.55141824553718,13.478988304093566,1.7448509999999999,71.422772486637101,73.074428659649115,"E","G","G","|",".",".","."]
[1,4,7,{"$f":"INDEX(Assump!$C$30:$N$30,$A1427)*INDEX(Assump!$C$56:$FN$56,($B1427-1)*Hrs_in_dy+$C1427)","v":0.64047833533817744},{"$f":"INDEX(ePrice!$F1428:$K1428,P_Off)*EPrice_Fac","v":61.925901676947802},15.55141824553718,null,15.55141824553718,13.478988304093566,1.7448509999999999,78.259919113621194,73.074428659649115,"G","G","G","|",".",".","."]
[1,4,8,{"$f":"INDEX(Assump!$C$30:$N$30,$A1428)*INDEX(Assump!$C$56:$FN$56,($B1428-1)*Hrs_in_dy+$C1428)","v":0.64047833533817744},{"$f":"INDEX(ePrice!$F1429:$K1429,P_Off)*EPrice_Fac","v":62.501287522958947},15.55141824553718,null,15.55141824553718,13.478988304093566,1.7448509999999999,78.841116937874872,73.074428659649115,"G","G","G","|",".",".","."]
[1,4,9,{"$f":"INDEX(Assump!$C$30:$N$30,$A1429)*INDEX(Assump!$C$56:$FN$56,($B1429-1)*Hrs_in_dy+$C1429)","v":0.64047833533817744},{"$f":"INDEX(ePrice!$F1430:$K1430,P_Off)*EPrice_Fac","v":70.5247234867808},15.55141824553718,null,15.55141824553718,13.478988304093566,1.7448509999999999,86.945597709412098,73.074428659649115,"G","G","G","|",".",".","."]
[1,4,10,{"$f":"INDEX(Assump!$C$30:$N$30,$A1430)*INDEX(Assump!$C$56:$FN$56,($B1430-1)*Hrs_in_dy+$C1430)","v":0.64047833533817744},{"$f":"INDEX(ePrice!$F1431:$K1431,P_Off)*EPrice_Fac","v":67.479973384971899},15.55141824553718,null,15.55141824553718,13.478988304093566,1.7448509999999999,83.870092556069778,73.074428659649115,"G","G","G","|",".",".","."]
[1,4,11,{"$f":"INDEX(Assump!$C$30:$N$30,$A1431)*INDEX(Assump!$C$56:$FN$56,($B1431-1)*Hrs_in_dy+$C1431)","v":0.64047833533817744},{"$f":"INDEX(ePrice!$F1432:$K1432,P_Off)*EPrice_Fac","v":65.394199693181562},15.55141824553718,null,15.55141824553718,13.478988304093566,1.7448509999999999,81.763250443150241,73.074428659649115,"G","G","G","|",".",".","."]
[1,4,12,{"$f":"INDEX(Assump!$C$30:$N$30,$A1432)*INDEX(Assump!$C$56:$FN$56,($B1432-1)*Hrs_in_dy+$C1432)","v":0.64047833533817744},{"$f":"INDEX(ePrice!$F1433:$K1433,P_Off)*EPrice_Fac","v":66.401124923701033},15.55141824553718,null,15.55141824553718,13.478988304093566,1.7448509999999999,82.780346635594157,73.074428659649115,"G","G","G","|",".",".","."]
[1,4,13,{"$f":"INDEX(Assump!$C$30:$N$30,$A1433)*INDEX(Assump!$C$56:$FN$56,($B1433-1)*Hrs_in_dy+$C1433)","v":0.64047833533817744},{"$f":"INDEX(ePrice!$F1434:$K1434,P_Off)*EPrice_Fac","v":71.715452529220499},15.55141824553718,null,15.55141824553718,13.478988304093566,1.7448509999999999,88.148354317937049,73.074428659649115,"G","G","G","|",".",".","."]
[1,4,14,{"$f":"INDEX(Assump!$C$30:$N$30,$A1434)*INDEX(Assump!$C$56:$FN$56,($B1434-1)*Hrs_in_dy+$C1434)","v":0.64047833533817744},{"$f":"INDEX(ePrice!$F1435:$K1435,P_Off)*EPrice_Fac","v":70.452800256029406},15.55141824553718,null,15.55141824553718,13.478988304093566,1.7448509999999999,86.872947981380392,73.074428659649115,"G","G","G","|",".",".","."]
[1,4,15,{"$f":"INDEX(Assump!$C$30:$N$30,$A1435)*INDEX(Assump!$C$56:$FN$56,($B1435-1)*Hrs_in_dy+$C1435)","v":0.64047833533817744},{"$f":"INDEX(ePrice!$F1436:$K1436,P_Off)*EPrice_Fac","v":74.87208321219822},15.55141824553718,null,15.55141824553718,13.478988304093566,1.7448509999999999,91.336870159328683,73.074428659649115,"G","G","G","|",".",".","."]
[1,4,16,{"$f":"INDEX(Assump!$C$30:$N$30,$A1436)*INDEX(Assump!$C$56:$FN$56,($B1436-1)*Hrs_in_dy+$C1436)","v":0.64047833533817744},{"$f":"INDEX(ePrice!$F1437:$K1437,P_Off)*EPrice_Fac","v":70.324936734693594},15.55141824553718,null,15.55141824553718,13.478988304093566,1.7448509999999999,86.743792909324014,73.074428659649115,"G","G","G","|",".",".","."]
[1,4,17,{"$f":"INDEX(Assump!$C$30:$N$30,$A1437)*INDEX(Assump!$C$56:$FN$56,($B1437-1)*Hrs_in_dy+$C1437)","v":0.64047833533817744},{"$f":"INDEX(ePrice!$F1438:$K1438,P_Off)*EPrice_Fac","v":66.712792256957073},15.55141824553718,null,15.55141824553718,13.478988304093566,1.7448509999999999,83.095162123731569,73.074428659649115,"G","G","G","|",".",".","."]
[1,4,18,{"$f":"INDEX(Assump!$C$30:$N$30,$A1438)*INDEX(Assump!$C$56:$FN$56,($B1438-1)*Hrs_in_dy+$C1438)","v":0.64047833533817744},{"$f":"INDEX(ePrice!$F1439:$K1439,P_Off)*EPrice_Fac","v":62.085731078617563},15.55141824553718,null,15.55141824553718,13.478988304093566,1.7448509999999999,78.42136295369167,73.074428659649115,"G","G","G","|",".",".","."]
[1,4,19,{"$f":"INDEX(Assump!$C$30:$N$30,$A1439)*INDEX(Assump!$C$56:$FN$56,($B1439-1)*Hrs_in_dy+$C1439)","v":0.64047833533817744},{"$f":"INDEX(ePrice!$F1440:$K1440,P_Off)*EPrice_Fac","v":26.307919514842197},15.55141824553718,null,15.55141824553718,13.478988304093566,1.7448509999999999,42.282159353918559,73.074428659649115,"E","G","G","|",".",".","."]
[1,4,20,{"$f":"INDEX(Assump!$C$30:$N$30,$A1440)*INDEX(Assump!$C$56:$FN$56,($B1440-1)*Hrs_in_dy+$C1440)","v":0.64047833533817744},{"$f":"INDEX(ePrice!$F1441:$K1441,P_Off)*EPrice_Fac","v":65.074540889842055},15.55141824553718,null,15.55141824553718,13.478988304093566,1.7448509999999999,81.440362763009333,73.074428659649115,"G","G","G","|",".",".","."]
[1,4,21,{"$f":"INDEX(Assump!$C$30:$N$30,$A1441)*INDEX(Assump!$C$56:$FN$56,($B1441-1)*Hrs_in_dy+$C1441)","v":0.64047833533817744},{"$f":"INDEX(ePrice!$F1442:$K1442,P_Off)*EPrice_Fac","v":64.890737077921827},15.55141824553718,null,15.55141824553718,13.478988304093566,1.7448509999999999,81.254702346928283,73.074428659649115,"G","G","G","|",".",".","."]
[1,4,22,{"$f":"INDEX(Assump!$C$30:$N$30,$A1442)*INDEX(Assump!$C$56:$FN$56,($B1442-1)*Hrs_in_dy+$C1442)","v":0.64047833533817744},{"$f":"INDEX(ePrice!$F1443:$K1443,P_Off)*EPrice_Fac","v":78.835852373608233},15.55141824553718,null,15.55141824553718,13.478988304093566,1.7448509999999999,95.340677393076177,73.074428659649115,"G","G","G","|",".",".","."]
[1,4,23,{"$f":"INDEX(Assump!$C$30:$N$30,$A1443)*INDEX(Assump!$C$56:$FN$56,($B1443-1)*Hrs_in_dy+$C1443)","v":0.64047833533817744},{"$f":"INDEX(ePrice!$F1444:$K1444,P_Off)*EPrice_Fac","v":78.276449467764067},15.55141824553718,null,15.55141824553718,13.478988304093566,1.7448509999999999,94.775623952829548,73.074428659649115,"G","G","G","|",".",".","."]
[1,4,24,{"$f":"INDEX(Assump!$C$30:$N$30,$A1444)*INDEX(Assump!$C$56:$FN$56,($B1444-1)*Hrs_in_dy+$C1444)","v":0.64047833533817744},{"$f":"INDEX(ePrice!$F1445:$K1445,P_Off)*EPrice_Fac","v":77.09371189540785},15.55141824553718,null,15.55141824553718,13.478988304093566,1.7448509999999999,93.580939536308108,73.074428659649115,"G","G","G","|",".",".","."]
[1,5,1,{"$f":"INDEX(Assump!$C$30:$N$30,$A1445)*INDEX(Assump!$C$56:$FN$56,($B1445-1)*Hrs_in_dy+$C1445)","v":0.64047833533817744},{"$f":"INDEX(ePrice!$F1446:$K1446,P_Off)*EPrice_Fac","v":49.60305480820945},15.55141824553718,null,15.55141824553718,13.478988304093566,1.7448509999999999,65.812599044188516,73.074428659649115,"E","G","G","|",10.888131700749014,15.371480048116251,15.371480048116251]
[1,5,2,{"$f":"INDEX(Assump!$C$30:$N$30,$A1446)*INDEX(Assump!$C$56:$FN$56,($B1446-1)*Hrs_in_dy+$C1446)","v":0.64047833533817744},{"$f":"INDEX(ePrice!$F1447:$K1447,P_Off)*EPrice_Fac","v":33.10866055589041},15.55141824553718,null,15.55141824553718,13.478988304093566,1.7448509999999999,49.151594748916757,73.074428659649115,"E","G","G","|",".",".","."]
[1,5,3,{"$f":"INDEX(Assump!$C$30:$N$30,$A1447)*INDEX(Assump!$C$56:$FN$56,($B1447-1)*Hrs_in_dy+$C1447)","v":0.64047833533817744},{"$f":"INDEX(ePrice!$F1448:$K1448,P_Off)*EPrice_Fac","v":48.963737201530421},15.55141824553718,null,15.55141824553718,13.478988304093566,1.7448509999999999,65.166823683906671,73.074428659649115,"E","G","G","|",".",".","."]
[1,5,4,{"$f":"INDEX(Assump!$C$30:$N$30,$A1448)*INDEX(Assump!$C$56:$FN$56,($B1448-1)*Hrs_in_dy+$C1448)","v":0.64047833533817744},{"$f":"INDEX(ePrice!$F1449:$K1449,P_Off)*EPrice_Fac","v":32.037803564703033},15.55141824553718,null,15.55141824553718,13.478988304093566,1.7448509999999999,48.06992102044466,73.074428659649115,"E","G","G","|",".",".","."]
[1,5,5,{"$f":"INDEX(Assump!$C$30:$N$30,$A1449)*INDEX(Assump!$C$56:$FN$56,($B1449-1)*Hrs_in_dy+$C1449)","v":0.64047833533817744},{"$f":"INDEX(ePrice!$F1450:$K1450,P_Off)*EPrice_Fac","v":32.349470897959058},15.55141824553718,null,15.55141824553718,13.478988304093566,1.7448509999999999,48.384736508582058,73.074428659649115,"E","G","G","|",".",".","."]
[1,5,6,{"$f":"INDEX(Assump!$C$30:$N$30,$A1450)*INDEX(Assump!$C$56:$FN$56,($B1450-1)*Hrs_in_dy+$C1450)","v":0.64047833533817744},{"$f":"INDEX(ePrice!$F1451:$K1451,P_Off)*EPrice_Fac","v":32.533274709879272},15.55141824553718,null,15.55141824553718,13.478988304093566,1.7448509999999999,48.570396924663079,73.074428659649115,"E","G","G","|",".",".","."]
[1,5,7,{"$f":"INDEX(Assump!$C$30:$N$30,$A1451)*INDEX(Assump!$C$56:$FN$56,($B1451-1)*Hrs_in_dy+$C1451)","v":0.64047833533817744},{"$f":"INDEX(ePrice!$F1452:$K1452,P_Off)*EPrice_Fac","v":42.011158228895944},15.55141824553718,null,15.55141824553718,13.478988304093566,1.7448509999999999,58.144016640841535,73.074428659649115,"E","G","G","|",".",".","."]
[1,5,8,{"$f":"INDEX(Assump!$C$30:$N$30,$A1452)*INDEX(Assump!$C$56:$FN$56,($B1452-1)*Hrs_in_dy+$C1452)","v":0.64047833533817744},{"$f":"INDEX(ePrice!$F1453:$K1453,P_Off)*EPrice_Fac","v":72.370753076066507},15.55141824553718,null,15.55141824553718,13.478988304093566,1.7448509999999999,88.810274062225943,73.074428659649115,"G","G","G","|",".",".","."]
[1,5,9,{"$f":"INDEX(Assump!$C$30:$N$30,$A1453)*INDEX(Assump!$C$56:$FN$56,($B1453-1)*Hrs_in_dy+$C1453)","v":0.64047833533817744},{"$f":"INDEX(ePrice!$F1454:$K1454,P_Off)*EPrice_Fac","v":81.704790133580403},15.55141824553718,null,15.55141824553718,13.478988304093566,1.7448509999999999,98.238594322340987,73.074428659649115,"G","G","G","|",".",".","."]
[1,5,10,{"$f":"INDEX(Assump!$C$30:$N$30,$A1454)*INDEX(Assump!$C$56:$FN$56,($B1454-1)*Hrs_in_dy+$C1454)","v":0.64047833533817744},{"$f":"INDEX(ePrice!$F1455:$K1455,P_Off)*EPrice_Fac","v":87.035100679266819},15.55141824553718,null,15.55141824553718,13.478988304093566,1.7448509999999999,103.62274638869091,73.074428659649115,"G","G","G","|",".",".","."]
[1,5,11,{"$f":"INDEX(Assump!$C$30:$N$30,$A1455)*INDEX(Assump!$C$56:$FN$56,($B1455-1)*Hrs_in_dy+$C1455)","v":0.64047833533817744},{"$f":"INDEX(ePrice!$F1456:$K1456,P_Off)*EPrice_Fac","v":88.761258217300195},15.55141824553718,null,15.55141824553718,13.478988304093566,1.7448509999999999,105.36633986145189,73.074428659649115,"G","G","G","|",".",".","."]
[1,5,12,{"$f":"INDEX(Assump!$C$30:$N$30,$A1456)*INDEX(Assump!$C$56:$FN$56,($B1456-1)*Hrs_in_dy+$C1456)","v":0.64047833533817744},{"$f":"INDEX(ePrice!$F1457:$K1457,P_Off)*EPrice_Fac","v":104.5763775125228},15.55141824553718,null,15.55141824553718,13.478988304093566,1.7448509999999999,121.34120783642422,73.074428659649115,"G","G","G","|",".",".","."]
[1,5,13,{"$f":"INDEX(Assump!$C$30:$N$30,$A1457)*INDEX(Assump!$C$56:$FN$56,($B1457-1)*Hrs_in_dy+$C1457)","v":0.64047833533817744},{"$f":"INDEX(ePrice!$F1458:$K1458,P_Off)*EPrice_Fac","v":103.32970817949867},15.55141824553718,null,15.55141824553718,13.478988304093566,1.7448509999999999,120.0819458838746,73.074428659649115,"G","G","G","|",".",".","."]
[1,5,14,{"$f":"INDEX(Assump!$C$30:$N$30,$A1458)*INDEX(Assump!$C$56:$FN$56,($B1458-1)*Hrs_in_dy+$C1458)","v":0.64047833533817744},{"$f":"INDEX(ePrice!$F1459:$K1459,P_Off)*EPrice_Fac","v":95.306272215676813},15.55141824553718,null,15.55141824553718,13.478988304093566,1.7448509999999999,111.97746511233737,73.074428659649115,"G","G","G","|",".",".","."]
[1,5,15,{"$f":"INDEX(Assump!$C$30:$N$30,$A1459)*INDEX(Assump!$C$56:$FN$56,($B1459-1)*Hrs_in_dy+$C1459)","v":0.64047833533817744},{"$f":"INDEX(ePrice!$F1460:$K1460,P_Off)*EPrice_Fac","v":100.90030127411833},15.55141824553718,null,15.55141824553718,13.478988304093566,1.7448509999999999,117.62799951480355,73.074428659649115,"G","G","G","|",".",".","."]
[1,5,16,{"$f":"INDEX(Assump!$C$30:$N$30,$A1460)*INDEX(Assump!$C$56:$FN$56,($B1460-1)*Hrs_in_dy+$C1460)","v":0.64047833533817744},{"$f":"INDEX(ePrice!$F1461:$K1461,P_Off)*EPrice_Fac","v":89.064934080472739},15.55141824553718,null,15.55141824553718,13.478988304093566,1.7448509999999999,105.67308315758578,73.074428659649115,"G","G","G","|",".",".","."]
[1,5,17,{"$f":"INDEX(Assump!$C$30:$N$30,$A1461)*INDEX(Assump!$C$56:$FN$56,($B1461-1)*Hrs_in_dy+$C1461)","v":0.64047833533817744},{"$f":"INDEX(ePrice!$F1462:$K1462,P_Off)*EPrice_Fac","v":86.22796220083454},15.55141824553718,null,15.55141824553718,13.478988304093566,1.7448509999999999,102.80745499633507,73.074428659649115,"G","G","G","|",".",".","."]
[1,5,18,{"$f":"INDEX(Assump!$C$30:$N$30,$A1462)*INDEX(Assump!$C$56:$FN$56,($B1462-1)*Hrs_in_dy+$C1462)","v":0.64047833533817744},{"$f":"INDEX(ePrice!$F1463:$K1463,P_Off)*EPrice_Fac","v":86.076124269248282},15.55141824553718,null,15.55141824553718,13.478988304093566,1.7448509999999999,102.65408334826814,73.074428659649115,"G","G","G","|",".",".","."]
[1,5,19,{"$f":"INDEX(Assump!$C$30:$N$30,$A1463)*INDEX(Assump!$C$56:$FN$56,($B1463-1)*Hrs_in_dy+$C1463)","v":0.64047833533817744},{"$f":"INDEX(ePrice!$F1464:$K1464,P_Off)*EPrice_Fac","v":85.276977260899486},15.55141824553718,null,15.55141824553718,13.478988304093566,1.7448509999999999,101.84686414791582,73.074428659649115,"G","G","G","|",".",".","."]
[1,5,20,{"$f":"INDEX(Assump!$C$30:$N$30,$A1464)*INDEX(Assump!$C$56:$FN$56,($B1464-1)*Hrs_in_dy+$C1464)","v":0.64047833533817744},{"$f":"INDEX(ePrice!$F1465:$K1465,P_Off)*EPrice_Fac","v":84.549753483302069},15.55141824553718,null,15.55141824553718,13.478988304093566,1.7448509999999999,101.11229467559519,73.074428659649115,"G","G","G","|",".",".","."]
[1,5,21,{"$f":"INDEX(Assump!$C$30:$N$30,$A1465)*INDEX(Assump!$C$56:$FN$56,($B1465-1)*Hrs_in_dy+$C1465)","v":0.64047833533817744},{"$f":"INDEX(ePrice!$F1466:$K1466,P_Off)*EPrice_Fac","v":87.978094149118391},15.55141824553718,null,15.55141824553718,13.478988304093566,1.7448509999999999,104.57526504510663,73.074428659649115,"G","G","G","|",".",".","."]
[1,5,22,{"$f":"INDEX(Assump!$C$30:$N$30,$A1466)*INDEX(Assump!$C$56:$FN$56,($B1466-1)*Hrs_in_dy+$C1466)","v":0.64047833533817744},{"$f":"INDEX(ePrice!$F1467:$K1467,P_Off)*EPrice_Fac","v":92.085709772031166},15.55141824553718,null,15.55141824553718,13.478988304093566,1.7448509999999999,108.72437173491753,73.074428659649115,"G","G","G","|",".",".","."]
[1,5,23,{"$f":"INDEX(Assump!$C$30:$N$30,$A1467)*INDEX(Assump!$C$56:$FN$56,($B1467-1)*Hrs_in_dy+$C1467)","v":0.64047833533817744},{"$f":"INDEX(ePrice!$F1468:$K1468,P_Off)*EPrice_Fac","v":96.976489463125773},15.55141824553718,null,15.55141824553718,13.478988304093566,1.7448509999999999,113.66455324107369,73.074428659649115,"G","G","G","|",".",".","."]
[1,5,24,{"$f":"INDEX(Assump!$C$30:$N$30,$A1468)*INDEX(Assump!$C$56:$FN$56,($B1468-1)*Hrs_in_dy+$C1468)","v":0.64047833533817744},{"$f":"INDEX(ePrice!$F1469:$K1469,P_Off)*EPrice_Fac","v":90.271646063079416},15.55141824553718,null,15.55141824553718,13.478988304093566,1.7448509999999999,106.89198415011778,73.074428659649115,"G","G","G","|",".",".","."]
[1,6,1,{"$f":"INDEX(Assump!$C$30:$N$30,$A1469)*INDEX(Assump!$C$56:$FN$56,($B1469-1)*Hrs_in_dy+$C1469)","v":0.64047833533817744},{"$f":"INDEX(ePrice!$F1470:$K1470,P_Off)*EPrice_Fac","v":76.989822784322527},15.55141824553718,null,15.55141824553718,13.478988304093566,1.7448509999999999,93.476001040262332,73.074428659649115,"G","G","G","|",15.371480048116251,15.371480048116251,15.371480048116251]
[1,6,2,{"$f":"INDEX(Assump!$C$30:$N$30,$A1470)*INDEX(Assump!$C$56:$FN$56,($B1470-1)*Hrs_in_dy+$C1470)","v":0.64047833533817744},{"$f":"INDEX(ePrice!$F1471:$K1471,P_Off)*EPrice_Fac","v":73.385669776669474},15.55141824553718,null,15.55141824553718,13.478988304093566,1.7448509999999999,89.835442446673383,73.074428659649115,"G","G","G","|",".",".","."]
[1,6,3,{"$f":"INDEX(Assump!$C$30:$N$30,$A1471)*INDEX(Assump!$C$56:$FN$56,($B1471-1)*Hrs_in_dy+$C1471)","v":0.64047833533817744},{"$f":"INDEX(ePrice!$F1472:$K1472,P_Off)*EPrice_Fac","v":73.44161006725389},15.55141824553718,null,15.55141824553718,13.478988304093566,1.7448509999999999,89.891947790698055,73.074428659649115,"G","G","G","|",".",".","."]
[1,6,4,{"$f":"INDEX(Assump!$C$30:$N$30,$A1472)*INDEX(Assump!$C$56:$FN$56,($B1472-1)*Hrs_in_dy+$C1472)","v":0.64047833533817744},{"$f":"INDEX(ePrice!$F1473:$K1473,P_Off)*EPrice_Fac","v":73.050028033162974},15.55141824553718,null,15.55141824553718,13.478988304093566,1.7448509999999999,89.496410382525411,73.074428659649115,"G","G","G","|",".",".","."]
[1,6,5,{"$f":"INDEX(Assump!$C$30:$N$30,$A1473)*INDEX(Assump!$C$56:$FN$56,($B1473-1)*Hrs_in_dy+$C1473)","v":0.64047833533817744},{"$f":"INDEX(ePrice!$F1474:$K1474,P_Off)*EPrice_Fac","v":72.954130392161119},15.55141824553718,null,15.55141824553718,13.478988304093566,1.7448509999999999,89.399544078483132,73.074428659649115,"G","G","G","|",".",".","."]
[1,6,6,{"$f":"INDEX(Assump!$C$30:$N$30,$A1474)*INDEX(Assump!$C$56:$FN$56,($B1474-1)*Hrs_in_dy+$C1474)","v":0.64047833533817744},{"$f":"INDEX(ePrice!$F1475:$K1475,P_Off)*EPrice_Fac","v":73.169900084415303},15.55141824553718,null,15.55141824553718,13.478988304093566,1.7448509999999999,89.617493262578265,73.074428659649115,"G","G","G","|",".",".","."]
[1,6,7,{"$f":"INDEX(Assump!$C$30:$N$30,$A1475)*INDEX(Assump!$C$56:$FN$56,($B1475-1)*Hrs_in_dy+$C1475)","v":0.64047833533817744},{"$f":"INDEX(ePrice!$F1476:$K1476,P_Off)*EPrice_Fac","v":72.922164511827177},15.55141824553718,null,15.55141824553718,13.478988304093566,1.7448509999999999,89.367255310469048,73.074428659649115,"G","G","G","|",".",".","."]
[1,6,8,{"$f":"INDEX(Assump!$C$30:$N$30,$A1476)*INDEX(Assump!$C$56:$FN$56,($B1476-1)*Hrs_in_dy+$C1476)","v":0.64047833533817744},{"$f":"INDEX(ePrice!$F1477:$K1477,P_Off)*EPrice_Fac","v":74.664304990027532},15.55141824553718,null,15.55141824553718,13.478988304093566,1.7448509999999999,91.126993167237075,73.074428659649115,"G","G","G","|",".",".","."]
[1,6,9,{"$f":"INDEX(Assump!$C$30:$N$30,$A1477)*INDEX(Assump!$C$56:$FN$56,($B1477-1)*Hrs_in_dy+$C1477)","v":0.64047833533817744},{"$f":"INDEX(ePrice!$F1478:$K1478,P_Off)*EPrice_Fac","v":76.917899553571118},{"$f":"Nwk_Elec_Var","v":15.55141824553718},null,15.55141824553718,{"$f":"IF(Other_fuel=\"Gas\",\nCHOOSE(Gas_price_option,Other_fuel_price_wholesale_flex,Gas_elec_m*$E1477+Gas_elec_c),\nOther_fuel_price_wholesale_flex)","v":13.478988304093566},{"$f":"IF(Other_fuel=\"Gas\",Nwk_Gas_Var,0)","v":1.7448509999999999},93.403351312230598,73.074428659649115,{"$f":"IF(K1477<L1477,ID_E,ID_O)","v":"G"},{"$f":"IF($C1477=1,IF(SUM($D1477:$D1500)=0,\".\",IF(SUMPRODUCT($K1477:$K1500,$D1477:$D1500)<SUMPRODUCT($L1477:$L1500,$D1477:$D1500),ID_E,ID_O)),N1476)","v":"G"},{"$f":"IF(SUM($B1477:$C1477)=2,IF(SUMPRODUCT($K1477:$K1644,$D1477:$D1644)<SUMPRODUCT($L1477:$L1644,$D1477:$D1644),ID_E,ID_O),O1476)","v":"G"},"|",{"$f":"IF($C1477=1,SUMIFS($D1477:$D1500,M1477:M1500,ID_O),\".\")","v":"."},{"$f":"IF($C1477=1,SUMIFS($D1477:$D1500,N1477:N1500,ID_O),\".\")","v":"."},{"$f":"IF($C1477=1,SUMIFS($D1477:$D1500,O1477:O1500,ID_O),\".\")","v":"."}]
[1,6,10,{"$f":"INDEX(Assump!$C$30:$N$30,$A1478)*INDEX(Assump!$C$56:$FN$56,($B1478-1)*Hrs_in_dy+$C1478)","v":0.64047833533817744},{"$f":"INDEX(ePrice!$F1479:$K1479,P_Off)*EPrice_Fac","v":78.564142390769646},15.55141824553718,null,{"$f":"SUM($F1478:$G1478)","v":15.55141824553718},13.478988304093566,1.7448509999999999,{"$f":"SUM(E1478,H1478)/COP_Elec","v":95.066222864956387},{"$f":"SUM(I1478:J1478)*GJ_MWh/COP_Other","v":73.074428659649115},"G","G","G","|",".",".","."]
[1,6,11,{"$f":"INDEX(Assump!$C$30:$N$30,$A1479)*INDEX(Assump!$C$56:$FN$56,($B1479-1)*Hrs_in_dy+$C1479)","v":0.64047833533817744},{"$f":"INDEX(ePrice!$F1480:$K1480,P_Off)*EPrice_Fac","v":79.339314988867969},15.55141824553718,null,15.55141824553718,13.478988304093566,1.7448509999999999,95.849225489298135,73.074428659649115,"G","G","G","|",".",".","."]
[1,6,12,{"$f":"INDEX(Assump!$C$30:$N$30,$A1480)*INDEX(Assump!$C$56:$FN$56,($B1480-1)*Hrs_in_dy+$C1480)","v":0.64047833533817744},{"$f":"INDEX(ePrice!$F1481:$K1481,P_Off)*EPrice_Fac","v":82.04043187708686},15.55141824553718,null,15.55141824553718,13.478988304093566,1.7448509999999999,98.57762638648893,73.074428659649115,"G","G","G","|",".",".","."]
[1,6,13,{"$f":"INDEX(Assump!$C$30:$N$30,$A1481)*INDEX(Assump!$C$56:$FN$56,($B1481-1)*Hrs_in_dy+$C1481)","v":0.64047833533817744},{"$f":"INDEX(ePrice!$F1482:$K1482,P_Off)*EPrice_Fac","v":80.042564356214896},15.55141824553718,null,15.55141824553718,13.478988304093566,1.7448509999999999,96.559578385608162,73.074428659649115,"G","G","G","|",".",".","."]
[1,6,14,{"$f":"INDEX(Assump!$C$30:$N$30,$A1482)*INDEX(Assump!$C$56:$FN$56,($B1482-1)*Hrs_in_dy+$C1482)","v":0.64047833533817744},{"$f":"INDEX(ePrice!$F1483:$K1483,P_Off)*EPrice_Fac","v":84.997275807977402},15.55141824553718,null,15.55141824553718,13.478988304093566,1.7448509999999999,101.56433742779251,73.074428659649115,"G","G","G","|",".",".","."]
[1,6,15,{"$f":"INDEX(Assump!$C$30:$N$30,$A1483)*INDEX(Assump!$C$56:$FN$56,($B1483-1)*Hrs_in_dy+$C1483)","v":0.64047833533817744},{"$f":"INDEX(ePrice!$F1484:$K1484,P_Off)*EPrice_Fac","v":78.212517707096168},15.55141824553718,null,15.55141824553718,13.478988304093566,1.7448509999999999,94.711046416801366,73.074428659649115,"G","G","G","|",".",".","."]
[1,6,16,{"$f":"INDEX(Assump!$C$30:$N$30,$A1484)*INDEX(Assump!$C$56:$FN$56,($B1484-1)*Hrs_in_dy+$C1484)","v":0.64047833533817744},{"$f":"INDEX(ePrice!$F1485:$K1485,P_Off)*EPrice_Fac","v":77.677089211502462},15.55141824553718,null,15.55141824553718,13.478988304093566,1.7448509999999999,94.170209552565296,73.074428659649115,"G","G","G","|",".",".","."]
[1,6,17,{"$f":"INDEX(Assump!$C$30:$N$30,$A1485)*INDEX(Assump!$C$56:$FN$56,($B1485-1)*Hrs_in_dy+$C1485)","v":0.64047833533817744},{"$f":"INDEX(ePrice!$F1486:$K1486,P_Off)*EPrice_Fac","v":77.908841843923625},15.55141824553718,null,15.55141824553718,13.478988304093566,1.7448509999999999,94.404303120667478,73.074428659649115,"G","G","G","|",".",".","."]
[1,6,18,{"$f":"INDEX(Assump!$C$30:$N$30,$A1486)*INDEX(Assump!$C$56:$FN$56,($B1486-1)*Hrs_in_dy+$C1486)","v":0.64047833533817744},{"$f":"INDEX(ePrice!$F1487:$K1487,P_Off)*EPrice_Fac","v":77.533242749999701},15.55141824553718,null,15.55141824553718,13.478988304093566,1.7448509999999999,94.024910096501898,73.074428659649115,"G","G","G","|",".",".","."]
[1,6,19,{"$f":"INDEX(Assump!$C$30:$N$30,$A1487)*INDEX(Assump!$C$56:$FN$56,($B1487-1)*Hrs_in_dy+$C1487)","v":0.64047833533817744},{"$f":"INDEX(ePrice!$F1488:$K1488,P_Off)*EPrice_Fac","v":77.349438938079473},15.55141824553718,null,15.55141824553718,13.478988304093566,1.7448509999999999,93.839249680420863,73.074428659649115,"G","G","G","|",".",".","."]
[1,6,20,{"$f":"INDEX(Assump!$C$30:$N$30,$A1488)*INDEX(Assump!$C$56:$FN$56,($B1488-1)*Hrs_in_dy+$C1488)","v":0.64047833533817744},{"$f":"INDEX(ePrice!$F1489:$K1489,P_Off)*EPrice_Fac","v":66.45706521428545},15.55141824553718,null,15.55141824553718,13.478988304093566,1.7448509999999999,82.836851979618814,73.074428659649115,"G","G","G","|",".",".","."]
[1,6,21,{"$f":"INDEX(Assump!$C$30:$N$30,$A1489)*INDEX(Assump!$C$56:$FN$56,($B1489-1)*Hrs_in_dy+$C1489)","v":0.64047833533817744},{"$f":"INDEX(ePrice!$F1490:$K1490,P_Off)*EPrice_Fac","v":63.78791420640048},15.55141824553718,null,15.55141824553718,13.478988304093566,1.7448509999999999,80.140739850442088,73.074428659649115,"G","G","G","|",".",".","."]
[1,6,22,{"$f":"INDEX(Assump!$C$30:$N$30,$A1490)*INDEX(Assump!$C$56:$FN$56,($B1490-1)*Hrs_in_dy+$C1490)","v":0.64047833533817744},{"$f":"INDEX(ePrice!$F1491:$K1491,P_Off)*EPrice_Fac","v":66.393133453617551},15.55141824553718,null,15.55141824553718,13.478988304093566,1.7448509999999999,82.772274443590632,73.074428659649115,"G","G","G","|",".",".","."]
[1,6,23,{"$f":"INDEX(Assump!$C$30:$N$30,$A1491)*INDEX(Assump!$C$56:$FN$56,($B1491-1)*Hrs_in_dy+$C1491)","v":0.64047833533817744},{"$f":"INDEX(ePrice!$F1492:$K1492,P_Off)*EPrice_Fac","v":71.227972854127728},15.55141824553718,null,15.55141824553718,13.478988304093566,1.7448509999999999,87.655950605722126,73.074428659649115,"G","G","G","|",".",".","."]
[1,6,24,{"$f":"INDEX(Assump!$C$30:$N$30,$A1492)*INDEX(Assump!$C$56:$FN$56,($B1492-1)*Hrs_in_dy+$C1492)","v":0.64047833533817744},{"$f":"INDEX(ePrice!$F1493:$K1493,P_Off)*EPrice_Fac","v":71.515665777133307},15.55141824553718,null,15.55141824553718,13.478988304093566,1.7448509999999999,87.946549517848979,73.074428659649115,"G","G","G","|",".",".","."]
[1,7,1,{"$f":"INDEX(Assump!$C$30:$N$30,$A1493)*INDEX(Assump!$C$56:$FN$56,($B1493-1)*Hrs_in_dy+$C1493)","v":0.64047833533817744},{"$f":"INDEX(ePrice!$F1494:$K1494,P_Off)*EPrice_Fac","v":70.604638187615677},15.55141824553718,null,15.55141824553718,13.478988304093566,1.7448509999999999,87.026319629447329,73.074428659649115,"G","G","G","|",15.371480048116251,15.371480048116251,15.371480048116251]
[1,7,2,{"$f":"INDEX(Assump!$C$30:$N$30,$A1494)*INDEX(Assump!$C$56:$FN$56,($B1494-1)*Hrs_in_dy+$C1494)","v":0.64047833533817744},{"$f":"INDEX(ePrice!$F1495:$K1495,P_Off)*EPrice_Fac","v":70.636604067949634},15.55141824553718,null,15.55141824553718,13.478988304093566,1.7448509999999999,87.058608397461427,73.074428659649115,"G","G","G","|",".",".","."]
[1,7,3,{"$f":"INDEX(Assump!$C$30:$N$30,$A1495)*INDEX(Assump!$C$56:$FN$56,($B1495-1)*Hrs_in_dy+$C1495)","v":0.64047833533817744},{"$f":"INDEX(ePrice!$F1496:$K1496,P_Off)*EPrice_Fac","v":69.597712957096192},15.55141824553718,null,15.55141824553718,13.478988304093566,1.7448509999999999,86.009223437003399,73.074428659649115,"G","G","G","|",".",".","."]
[1,7,4,{"$f":"INDEX(Assump!$C$30:$N$30,$A1496)*INDEX(Assump!$C$56:$FN$56,($B1496-1)*Hrs_in_dy+$C1496)","v":0.64047833533817744},{"$f":"INDEX(ePrice!$F1497:$K1497,P_Off)*EPrice_Fac","v":68.550830376159283},15.55141824553718,null,15.55141824553718,13.478988304093566,1.7448509999999999,84.951766284541876,73.074428659649115,"G","G","G","|",".",".","."]
[1,7,5,{"$f":"INDEX(Assump!$C$30:$N$30,$A1497)*INDEX(Assump!$C$56:$FN$56,($B1497-1)*Hrs_in_dy+$C1497)","v":0.64047833533817744},{"$f":"INDEX(ePrice!$F1498:$K1498,P_Off)*EPrice_Fac","v":69.429892085342942},15.55141824553718,null,15.55141824553718,13.478988304093566,1.7448509999999999,85.839707404929413,73.074428659649115,"G","G","G","|",".",".","."]
[1,7,6,{"$f":"INDEX(Assump!$C$30:$N$30,$A1498)*INDEX(Assump!$C$56:$FN$56,($B1498-1)*Hrs_in_dy+$C1498)","v":0.64047833533817744},{"$f":"INDEX(ePrice!$F1499:$K1499,P_Off)*EPrice_Fac","v":72.482633657235326},15.55141824553718,null,15.55141824553718,13.478988304093566,1.7448509999999999,88.923284750275258,73.074428659649115,"G","G","G","|",".",".","."]
[1,7,7,{"$f":"INDEX(Assump!$C$30:$N$30,$A1499)*INDEX(Assump!$C$56:$FN$56,($B1499-1)*Hrs_in_dy+$C1499)","v":0.64047833533817744},{"$f":"INDEX(ePrice!$F1500:$K1500,P_Off)*EPrice_Fac","v":68.63074507699416},15.55141824553718,null,15.55141824553718,13.478988304093566,1.7448509999999999,85.032488204577106,73.074428659649115,"G","G","G","|",".",".","."]
[1,7,8,{"$f":"INDEX(Assump!$C$30:$N$30,$A1500)*INDEX(Assump!$C$56:$FN$56,($B1500-1)*Hrs_in_dy+$C1500)","v":0.64047833533817744},{"$f":"INDEX(ePrice!$F1501:$K1501,P_Off)*EPrice_Fac","v":65.801764667439443},15.55141824553718,null,15.55141824553718,13.478988304093566,1.7448509999999999,82.174932235329919,73.074428659649115,"G","G","G","|",".",".","."]
[1,7,9,{"$f":"INDEX(Assump!$C$30:$N$30,$A1501)*INDEX(Assump!$C$56:$FN$56,($B1501-1)*Hrs_in_dy+$C1501)","v":0.64047833533817744},{"$f":"INDEX(ePrice!$F1502:$K1502,P_Off)*EPrice_Fac","v":68.247154512986739},15.55141824553718,null,15.55141824553718,13.478988304093566,1.7448509999999999,84.645022988408002,73.074428659649115,"G","G","G","|",".",".","."]
[1,7,10,{"$f":"INDEX(Assump!$C$30:$N$30,$A1502)*INDEX(Assump!$C$56:$FN$56,($B1502-1)*Hrs_in_dy+$C1502)","v":0.64047833533817744},{"$f":"INDEX(ePrice!$F1503:$K1503,P_Off)*EPrice_Fac","v":79.802820253710266},15.55141824553718,null,15.55141824553718,13.478988304093566,1.7448509999999999,96.31741262550247,73.074428659649115,"G","G","G","|",".",".","."]
[1,7,11,{"$f":"INDEX(Assump!$C$30:$N$30,$A1503)*INDEX(Assump!$C$56:$FN$56,($B1503-1)*Hrs_in_dy+$C1503)","v":0.64047833533817744},{"$f":"INDEX(ePrice!$F1504:$K1504,P_Off)*EPrice_Fac","v":73.369686836502495},15.55141824553718,null,15.55141824553718,13.478988304093566,1.7448509999999999,89.819298062666334,73.074428659649115,"G","G","G","|",".",".","."]
[1,7,12,{"$f":"INDEX(Assump!$C$30:$N$30,$A1504)*INDEX(Assump!$C$56:$FN$56,($B1504-1)*Hrs_in_dy+$C1504)","v":0.64047833533817744},{"$f":"INDEX(ePrice!$F1505:$K1505,P_Off)*EPrice_Fac","v":74.072936203849423},15.55141824553718,null,15.55141824553718,13.478988304093566,1.7448509999999999,90.529650958976362,73.074428659649115,"G","G","G","|",".",".","."]
[1,7,13,{"$f":"INDEX(Assump!$C$30:$N$30,$A1505)*INDEX(Assump!$C$56:$FN$56,($B1505-1)*Hrs_in_dy+$C1505)","v":0.64047833533817744},{"$f":"INDEX(ePrice!$F1506:$K1506,P_Off)*EPrice_Fac","v":75.56734110946168},15.55141824553718,null,15.55141824553718,13.478988304093566,1.7448509999999999,92.039150863635214,73.074428659649115,"G","G","G","|",".",".","."]
[1,7,14,{"$f":"INDEX(Assump!$C$30:$N$30,$A1506)*INDEX(Assump!$C$56:$FN$56,($B1506-1)*Hrs_in_dy+$C1506)","v":0.64047833533817744},{"$f":"INDEX(ePrice!$F1507:$K1507,P_Off)*EPrice_Fac","v":78.50820210018523},15.55141824553718,null,15.55141824553718,13.478988304093566,1.7448509999999999,95.00971752093173,73.074428659649115,"G","G","G","|",".",".","."]
[1,7,15,{"$f":"INDEX(Assump!$C$30:$N$30,$A1507)*INDEX(Assump!$C$56:$FN$56,($B1507-1)*Hrs_in_dy+$C1507)","v":0.64047833533817744},{"$f":"INDEX(ePrice!$F1508:$K1508,P_Off)*EPrice_Fac","v":73.769260340676894},15.55141824553718,null,15.55141824553718,13.478988304093566,1.7448509999999999,90.222907662842502,73.074428659649115,"G","G","G","|",".",".","."]
[1,7,16,{"$f":"INDEX(Assump!$C$30:$N$30,$A1508)*INDEX(Assump!$C$56:$FN$56,($B1508-1)*Hrs_in_dy+$C1508)","v":0.64047833533817744},{"$f":"INDEX(ePrice!$F1509:$K1509,P_Off)*EPrice_Fac","v":70.988228751623097},15.55141824553718,null,15.55141824553718,13.478988304093566,1.7448509999999999,87.413784845616448,73.074428659649115,"G","G","G","|",".",".","."]
[1,7,17,{"$f":"INDEX(Assump!$C$30:$N$30,$A1509)*INDEX(Assump!$C$56:$FN$56,($B1509-1)*Hrs_in_dy+$C1509)","v":0.64047833533817744},{"$f":"INDEX(ePrice!$F1510:$K1510,P_Off)*EPrice_Fac","v":130.74844203594571},15.55141824553718,null,15.55141824553718,13.478988304093566,1.7448509999999999,147.77763664796251,73.074428659649115,"G","G","G","|",".",".","."]
[1,7,18,{"$f":"INDEX(Assump!$C$30:$N$30,$A1510)*INDEX(Assump!$C$56:$FN$56,($B1510-1)*Hrs_in_dy+$C1510)","v":0.64047833533817744},{"$f":"INDEX(ePrice!$F1511:$K1511,P_Off)*EPrice_Fac","v":640.42042955055399},15.55141824553718,null,15.55141824553718,13.478988304093566,1.7448509999999999,662.59782605665782,73.074428659649115,"G","G","G","|",".",".","."]
[1,7,19,{"$f":"INDEX(Assump!$C$30:$N$30,$A1511)*INDEX(Assump!$C$56:$FN$56,($B1511-1)*Hrs_in_dy+$C1511)","v":0.64047833533817744},{"$f":"INDEX(ePrice!$F1512:$K1512,P_Off)*EPrice_Fac","v":237.89008144526807},15.55141824553718,null,15.55141824553718,13.478988304093566,1.7448509999999999,256.00151483919723,73.074428659649115,"G","G","G","|",".",".","."]
[1,7,20,{"$f":"INDEX(Assump!$C$30:$N$30,$A1512)*INDEX(Assump!$C$56:$FN$56,($B1512-1)*Hrs_in_dy+$C1512)","v":0.64047833533817744},{"$f":"INDEX(ePrice!$F1513:$K1513,P_Off)*EPrice_Fac","v":73.03404509299601},15.55141824553718,null,15.55141824553718,13.478988304093566,1.7448509999999999,89.480265998518377,73.074428659649115,"G","G","G","|",".",".","."]
[1,7,21,{"$f":"INDEX(Assump!$C$30:$N$30,$A1513)*INDEX(Assump!$C$56:$FN$56,($B1513-1)*Hrs_in_dy+$C1513)","v":0.64047833533817744},{"$f":"INDEX(ePrice!$F1514:$K1514,P_Off)*EPrice_Fac","v":71.731435469387463},15.55141824553718,null,15.55141824553718,13.478988304093566,1.7448509999999999,88.164498701944083,73.074428659649115,"G","G","G","|",".",".","."]
[1,7,22,{"$f":"INDEX(Assump!$C$30:$N$30,$A1514)*INDEX(Assump!$C$56:$FN$56,($B1514-1)*Hrs_in_dy+$C1514)","v":0.64047833533817744},{"$f":"INDEX(ePrice!$F1515:$K1515,P_Off)*EPrice_Fac","v":82.527911552179646},15.55141824553718,null,15.55141824553718,13.478988304093566,1.7448509999999999,99.070030098703867,73.074428659649115,"G","G","G","|",".",".","."]
[1,7,23,{"$f":"INDEX(Assump!$C$30:$N$30,$A1515)*INDEX(Assump!$C$56:$FN$56,($B1515-1)*Hrs_in_dy+$C1515)","v":0.64047833533817744},{"$f":"INDEX(ePrice!$F1516:$K1516,P_Off)*EPrice_Fac","v":71.627546358302126},15.55141824553718,null,15.55141824553718,13.478988304093566,1.7448509999999999,88.059560205898293,73.074428659649115,"G","G","G","|",".",".","."]
[1,7,24,{"$f":"INDEX(Assump!$C$30:$N$30,$A1516)*INDEX(Assump!$C$56:$FN$56,($B1516-1)*Hrs_in_dy+$C1516)","v":0.64047833533817744},{"$f":"INDEX(ePrice!$F1517:$K1517,P_Off)*EPrice_Fac","v":66.768732547541475},15.55141824553718,null,15.55141824553718,13.478988304093566,1.7448509999999999,83.151667467756212,73.074428659649115,"G","G","G","|",".",".","."]
[1,1,1,{"$f":"INDEX(Assump!$C$30:$N$30,$A1517)*INDEX(Assump!$C$56:$FN$56,($B1517-1)*Hrs_in_dy+$C1517)","v":0.64047833533817744},{"$f":"INDEX(ePrice!$F1518:$K1518,P_Off)*EPrice_Fac","v":39.30441959030378},15.55141824553718,null,15.55141824553718,13.478988304093566,1.7448509999999999,55.409937207920159,73.074428659649115,"E","E","E","|",0,0,0]
[1,1,2,{"$f":"INDEX(Assump!$C$30:$N$30,$A1518)*INDEX(Assump!$C$56:$FN$56,($B1518-1)*Hrs_in_dy+$C1518)","v":0.64047833533817744},{"$f":"INDEX(ePrice!$F1519:$K1519,P_Off)*EPrice_Fac","v":39.101974086881768},15.55141824553718,null,15.55141824553718,13.478988304093566,1.7448509999999999,55.205446800423175,73.074428659649115,"E","E","E","|",".",".","."]
[1,1,3,{"$f":"INDEX(Assump!$C$30:$N$30,$A1519)*INDEX(Assump!$C$56:$FN$56,($B1519-1)*Hrs_in_dy+$C1519)","v":0.64047833533817744},{"$f":"INDEX(ePrice!$F1520:$K1520,P_Off)*EPrice_Fac","v":42.086170766954424},15.55141824553718,null,15.55141824553718,13.478988304093566,1.7448509999999999,58.21978688130465,73.074428659649115,"E","E","E","|",".",".","."]
[1,1,4,{"$f":"INDEX(Assump!$C$30:$N$30,$A1520)*INDEX(Assump!$C$56:$FN$56,($B1520-1)*Hrs_in_dy+$C1520)","v":0.64047833533817744},{"$f":"INDEX(ePrice!$F1521:$K1521,P_Off)*EPrice_Fac","v":42.648519387571142},15.55141824553718,null,15.55141824553718,13.478988304093566,1.7448509999999999,58.787815791018502,73.074428659649115,"E","E","E","|",".",".","."]
[1,1,5,{"$f":"INDEX(Assump!$C$30:$N$30,$A1521)*INDEX(Assump!$C$56:$FN$56,($B1521-1)*Hrs_in_dy+$C1521)","v":0.64047833533817744},{"$f":"INDEX(ePrice!$F1522:$K1522,P_Off)*EPrice_Fac","v":42.423579939324455},15.55141824553718,null,15.55141824553718,13.478988304093566,1.7448509999999999,58.560604227132963,73.074428659649115,"E","E","E","|",".",".","."]
[1,1,6,{"$f":"INDEX(Assump!$C$30:$N$30,$A1522)*INDEX(Assump!$C$56:$FN$56,($B1522-1)*Hrs_in_dy+$C1522)","v":0.64047833533817744},{"$f":"INDEX(ePrice!$F1523:$K1523,P_Off)*EPrice_Fac","v":42.386090031283338},15.55141824553718,null,15.55141824553718,13.478988304093566,1.7448509999999999,58.522735633152038,73.074428659649115,"E","E","E","|",".",".","."]
[1,1,7,{"$f":"INDEX(Assump!$C$30:$N$30,$A1523)*INDEX(Assump!$C$56:$FN$56,($B1523-1)*Hrs_in_dy+$C1523)","v":0.64047833533817744},{"$f":"INDEX(ePrice!$F1524:$K1524,P_Off)*EPrice_Fac","v":46.270044504342735},15.55141824553718,null,15.55141824553718,13.478988304093566,1.7448509999999999,62.445921969575672,73.074428659649115,"E","E","E","|",".",".","."]
[1,1,8,{"$f":"INDEX(Assump!$C$30:$N$30,$A1524)*INDEX(Assump!$C$56:$FN$56,($B1524-1)*Hrs_in_dy+$C1524)","v":0.64047833533817744},{"$f":"INDEX(ePrice!$F1525:$K1525,P_Off)*EPrice_Fac","v":39.814282339662931},15.55141824553718,null,15.55141824553718,13.478988304093566,1.7448509999999999,55.924950086060718,73.074428659649115,"E","E","E","|",".",".","."]
[1,1,9,{"$f":"INDEX(Assump!$C$30:$N$30,$A1525)*INDEX(Assump!$C$56:$FN$56,($B1525-1)*Hrs_in_dy+$C1525)","v":0.64047833533817744},{"$f":"INDEX(ePrice!$F1526:$K1526,P_Off)*EPrice_Fac","v":32.818665499191077},15.55141824553718,null,15.55141824553718,13.478988304093566,1.7448509999999999,48.858670449220462,73.074428659649115,"E","E","E","|",".",".","."]
[1,1,10,{"$f":"INDEX(Assump!$C$30:$N$30,$A1526)*INDEX(Assump!$C$56:$FN$56,($B1526-1)*Hrs_in_dy+$C1526)","v":0.64047833533817744},{"$f":"INDEX(ePrice!$F1527:$K1527,P_Off)*EPrice_Fac","v":35.195525668997696},15.55141824553718,null,15.55141824553718,13.478988304093566,1.7448509999999999,51.259539307610986,73.074428659649115,"E","E","E","|",".",".","."]
[1,1,11,{"$f":"INDEX(Assump!$C$30:$N$30,$A1527)*INDEX(Assump!$C$56:$FN$56,($B1527-1)*Hrs_in_dy+$C1527)","v":0.64047833533817744},{"$f":"INDEX(ePrice!$F1528:$K1528,P_Off)*EPrice_Fac","v":41.951207098006421},15.55141824553718,null,15.55141824553718,13.478988304093566,1.7448509999999999,58.083459942973334,73.074428659649115,"E","E","E","|",".",".","."]
[1,1,12,{"$f":"INDEX(Assump!$C$30:$N$30,$A1528)*INDEX(Assump!$C$56:$FN$56,($B1528-1)*Hrs_in_dy+$C1528)","v":0.64047833533817744},{"$f":"INDEX(ePrice!$F1529:$K1529,P_Off)*EPrice_Fac","v":47.42473367200904},15.55141824553718,null,15.55141824553718,13.478988304093566,1.7448509999999999,63.612274664188099,73.074428659649115,"E","E","E","|",".",".","."]
[1,1,13,{"$f":"INDEX(Assump!$C$30:$N$30,$A1529)*INDEX(Assump!$C$56:$FN$56,($B1529-1)*Hrs_in_dy+$C1529)","v":0.64047833533817744},{"$f":"INDEX(ePrice!$F1530:$K1530,P_Off)*EPrice_Fac","v":53.340641160896809},15.55141824553718,null,15.55141824553718,13.478988304093566,1.7448509999999999,69.587938794377763,73.074428659649115,"E","E","E","|",".",".","."]
[1,1,14,{"$f":"INDEX(Assump!$C$30:$N$30,$A1530)*INDEX(Assump!$C$56:$FN$56,($B1530-1)*Hrs_in_dy+$C1530)","v":0.64047833533817744},{"$f":"INDEX(ePrice!$F1531:$K1531,P_Off)*EPrice_Fac","v":53.453110885020145},15.55141824553718,null,15.55141824553718,13.478988304093566,1.7448509999999999,69.701544576320529,73.074428659649115,"E","E","E","|",".",".","."]
[1,1,15,{"$f":"INDEX(Assump!$C$30:$N$30,$A1531)*INDEX(Assump!$C$56:$FN$56,($B1531-1)*Hrs_in_dy+$C1531)","v":0.64047833533817744},{"$f":"INDEX(ePrice!$F1532:$K1532,P_Off)*EPrice_Fac","v":54.330374733182218},15.55141824553718,null,15.55141824553718,13.478988304093566,1.7448509999999999,70.587669675474146,73.074428659649115,"E","E","E","|",".",".","."]
[1,1,16,{"$f":"INDEX(Assump!$C$30:$N$30,$A1532)*INDEX(Assump!$C$56:$FN$56,($B1532-1)*Hrs_in_dy+$C1532)","v":0.64047833533817744},{"$f":"INDEX(ePrice!$F1533:$K1533,P_Off)*EPrice_Fac","v":52.838276393145883},15.55141824553718,null,15.55141824553718,13.478988304093566,1.7448509999999999,69.080499635033405,73.074428659649115,"E","E","E","|",".",".","."]
[1,1,17,{"$f":"INDEX(Assump!$C$30:$N$30,$A1533)*INDEX(Assump!$C$56:$FN$56,($B1533-1)*Hrs_in_dy+$C1533)","v":0.64047833533817744},{"$f":"INDEX(ePrice!$F1534:$K1534,P_Off)*EPrice_Fac","v":52.620834926507428},15.55141824553718,null,15.55141824553718,13.478988304093566,1.7448509999999999,68.860861789944053,73.074428659649115,"E","E","E","|",".",".","."]
[1,1,18,{"$f":"INDEX(Assump!$C$30:$N$30,$A1534)*INDEX(Assump!$C$56:$FN$56,($B1534-1)*Hrs_in_dy+$C1534)","v":0.64047833533817744},{"$f":"INDEX(ePrice!$F1535:$K1535,P_Off)*EPrice_Fac","v":52.103474195540059},15.55141824553718,null,15.55141824553718,13.478988304093566,1.7448509999999999,68.338275193007306,73.074428659649115,"E","E","E","|",".",".","."]
[1,1,19,{"$f":"INDEX(Assump!$C$30:$N$30,$A1535)*INDEX(Assump!$C$56:$FN$56,($B1535-1)*Hrs_in_dy+$C1535)","v":0.64047833533817744},{"$f":"INDEX(ePrice!$F1536:$K1536,P_Off)*EPrice_Fac","v":31.296575232721857},15.55141824553718,null,15.55141824553718,13.478988304093566,1.7448509999999999,47.321205533594984,73.074428659649115,"E","E","E","|",".",".","."]
[1,1,20,{"$f":"INDEX(Assump!$C$30:$N$30,$A1536)*INDEX(Assump!$C$56:$FN$56,($B1536-1)*Hrs_in_dy+$C1536)","v":0.64047833533817744},{"$f":"INDEX(ePrice!$F1537:$K1537,P_Off)*EPrice_Fac","v":31.236591379856073},15.55141824553718,null,15.55141824553718,13.478988304093566,1.7448509999999999,47.260615783225504,73.074428659649115,"E","E","E","|",".",".","."]
[1,1,21,{"$f":"INDEX(Assump!$C$30:$N$30,$A1537)*INDEX(Assump!$C$56:$FN$56,($B1537-1)*Hrs_in_dy+$C1537)","v":0.64047833533817744},{"$f":"INDEX(ePrice!$F1538:$K1538,P_Off)*EPrice_Fac","v":31.304073214330078},15.55141824553718,null,15.55141824553718,13.478988304093566,1.7448509999999999,47.328779252391172,73.074428659649115,"E","E","E","|",".",".","."]
[1,1,22,{"$f":"INDEX(Assump!$C$30:$N$30,$A1538)*INDEX(Assump!$C$56:$FN$56,($B1538-1)*Hrs_in_dy+$C1538)","v":0.64047833533817744},{"$f":"INDEX(ePrice!$F1539:$K1539,P_Off)*EPrice_Fac","v":31.986389540678346},15.55141824553718,null,15.55141824553718,13.478988304093566,1.7448509999999999,48.017987662843964,73.074428659649115,"E","E","E","|",".",".","."]
[1,1,23,{"$f":"INDEX(Assump!$C$30:$N$30,$A1539)*INDEX(Assump!$C$56:$FN$56,($B1539-1)*Hrs_in_dy+$C1539)","v":0.64047833533817744},{"$f":"INDEX(ePrice!$F1540:$K1540,P_Off)*EPrice_Fac","v":42.393588012891563},15.55141824553718,null,15.55141824553718,13.478988304093566,1.7448509999999999,58.530309351948226,73.074428659649115,"E","E","E","|",".",".","."]
[1,1,24,{"$f":"INDEX(Assump!$C$30:$N$30,$A1540)*INDEX(Assump!$C$56:$FN$56,($B1540-1)*Hrs_in_dy+$C1540)","v":0.64047833533817744},{"$f":"INDEX(ePrice!$F1541:$K1541,P_Off)*EPrice_Fac","v":29.924444598417086},15.55141824553718,null,15.55141824553718,13.478988304093566,1.7448509999999999,45.935214993893197,73.074428659649115,"E","E","E","|",".",".","."]
[1,2,1,{"$f":"INDEX(Assump!$C$30:$N$30,$A1541)*INDEX(Assump!$C$56:$FN$56,($B1541-1)*Hrs_in_dy+$C1541)","v":0.64047833533817744},{"$f":"INDEX(ePrice!$F1542:$K1542,P_Off)*EPrice_Fac","v":31.776446055648112},{"$f":"Nwk_Elec_Var","v":15.55141824553718},null,15.55141824553718,{"$f":"IF(Other_fuel=\"Gas\",\nCHOOSE(Gas_price_option,Other_fuel_price_wholesale_flex,Gas_elec_m*$E1541+Gas_elec_c),\nOther_fuel_price_wholesale_flex)","v":13.478988304093566},{"$f":"IF(Other_fuel=\"Gas\",Nwk_Gas_Var,0)","v":1.7448509999999999},47.8059235365508,73.074428659649115,{"$f":"IF(K1541<L1541,ID_E,ID_O)","v":"E"},{"$f":"IF($C1541=1,IF(SUM($D1541:$D1564)=0,\".\",IF(SUMPRODUCT($K1541:$K1564,$D1541:$D1564)<SUMPRODUCT($L1541:$L1564,$D1541:$D1564),ID_E,ID_O)),N1540)","v":"E"},{"$f":"IF(SUM($B1541:$C1541)=2,IF(SUMPRODUCT($K1541:$K1708,$D1541:$D1708)<SUMPRODUCT($L1541:$L1708,$D1541:$D1708),ID_E,ID_O),O1540)","v":"E"},"|",{"$f":"IF($C1541=1,SUMIFS($D1541:$D1564,M1541:M1564,ID_O),\".\")","v":7.0452616887199522},{"$f":"IF($C1541=1,SUMIFS($D1541:$D1564,N1541:N1564,ID_O),\".\")","v":0},{"$f":"IF($C1541=1,SUMIFS($D1541:$D1564,O1541:O1564,ID_O),\".\")","v":0}]
[1,2,2,{"$f":"INDEX(Assump!$C$30:$N$30,$A1542)*INDEX(Assump!$C$56:$FN$56,($B1542-1)*Hrs_in_dy+$C1542)","v":0.64047833533817744},{"$f":"INDEX(ePrice!$F1543:$K1543,P_Off)*EPrice_Fac","v":33.433499991065347},15.55141824553718,null,{"$f":"SUM($F1542:$G1542)","v":15.55141824553718},13.478988304093566,1.7448509999999999,{"$f":"SUM(E1542,H1542)/COP_Elec","v":49.4797153905076},{"$f":"SUM(I1542:J1542)*GJ_MWh/COP_Other","v":73.074428659649115},"E","E","E","|",".",".","."]
[1,2,3,{"$f":"INDEX(Assump!$C$30:$N$30,$A1543)*INDEX(Assump!$C$56:$FN$56,($B1543-1)*Hrs_in_dy+$C1543)","v":0.64047833533817744},{"$f":"INDEX(ePrice!$F1544:$K1544,P_Off)*EPrice_Fac","v":39.881764174136933},15.55141824553718,null,15.55141824553718,13.478988304093566,1.7448509999999999,55.993113555226373,73.074428659649115,"E","E","E","|",".",".","."]
[1,2,4,{"$f":"INDEX(Assump!$C$30:$N$30,$A1544)*INDEX(Assump!$C$56:$FN$56,($B1544-1)*Hrs_in_dy+$C1544)","v":0.64047833533817744},{"$f":"INDEX(ePrice!$F1545:$K1545,P_Off)*EPrice_Fac","v":42.61852746113825},15.55141824553718,null,15.55141824553718,13.478988304093566,1.7448509999999999,58.757520915833766,73.074428659649115,"E","E","E","|",".",".","."]
[1,2,5,{"$f":"INDEX(Assump!$C$30:$N$30,$A1545)*INDEX(Assump!$C$56:$FN$56,($B1545-1)*Hrs_in_dy+$C1545)","v":0.64047833533817744},{"$f":"INDEX(ePrice!$F1546:$K1546,P_Off)*EPrice_Fac","v":42.61852746113825},15.55141824553718,null,15.55141824553718,13.478988304093566,1.7448509999999999,58.757520915833766,73.074428659649115,"E","E","E","|",".",".","."]
[1,2,6,{"$f":"INDEX(Assump!$C$30:$N$30,$A1546)*INDEX(Assump!$C$56:$FN$56,($B1546-1)*Hrs_in_dy+$C1546)","v":0.64047833533817744},{"$f":"INDEX(ePrice!$F1547:$K1547,P_Off)*EPrice_Fac","v":45.122853318284648},15.55141824553718,null,15.55141824553718,13.478988304093566,1.7448509999999999,61.287142993759417,73.074428659649115,"E","E","E","|",".",".","."]
[1,2,7,{"$f":"INDEX(Assump!$C$30:$N$30,$A1547)*INDEX(Assump!$C$56:$FN$56,($B1547-1)*Hrs_in_dy+$C1547)","v":0.64047833533817744},{"$f":"INDEX(ePrice!$F1548:$K1548,P_Off)*EPrice_Fac","v":46.120084872178282},15.55141824553718,null,15.55141824553718,13.478988304093566,1.7448509999999999,62.294447593651981,73.074428659649115,"E","E","E","|",".",".","."]
[1,2,8,{"$f":"INDEX(Assump!$C$30:$N$30,$A1548)*INDEX(Assump!$C$56:$FN$56,($B1548-1)*Hrs_in_dy+$C1548)","v":0.64047833533817744},{"$f":"INDEX(ePrice!$F1549:$K1549,P_Off)*EPrice_Fac","v":40.474104721186535},15.55141824553718,null,15.55141824553718,13.478988304093566,1.7448509999999999,56.591437340124962,73.074428659649115,"E","E","E","|",".",".","."]
[1,2,9,{"$f":"INDEX(Assump!$C$30:$N$30,$A1549)*INDEX(Assump!$C$56:$FN$56,($B1549-1)*Hrs_in_dy+$C1549)","v":0.64047833533817744},{"$f":"INDEX(ePrice!$F1550:$K1550,P_Off)*EPrice_Fac","v":50.431424296906378},15.55141824553718,null,15.55141824553718,13.478988304093566,1.7448509999999999,66.649335901458144,73.074428659649115,"E","E","E","|",".",".","."]
[1,2,10,{"$f":"INDEX(Assump!$C$30:$N$30,$A1550)*INDEX(Assump!$C$56:$FN$56,($B1550-1)*Hrs_in_dy+$C1550)","v":0.64047833533817744},{"$f":"INDEX(ePrice!$F1551:$K1551,P_Off)*EPrice_Fac","v":59.781407362360163},15.55141824553718,null,15.55141824553718,13.478988304093566,1.7448509999999999,76.093763240300348,73.074428659649115,"G","E","E","|",".",".","."]
[1,2,11,{"$f":"INDEX(Assump!$C$30:$N$30,$A1551)*INDEX(Assump!$C$56:$FN$56,($B1551-1)*Hrs_in_dy+$C1551)","v":0.64047833533817744},{"$f":"INDEX(ePrice!$F1552:$K1552,P_Off)*EPrice_Fac","v":60.36624992780154},15.55141824553718,null,15.55141824553718,13.478988304093566,1.7448509999999999,76.684513306402749,73.074428659649115,"G","E","E","|",".",".","."]
[1,2,12,{"$f":"INDEX(Assump!$C$30:$N$30,$A1552)*INDEX(Assump!$C$56:$FN$56,($B1552-1)*Hrs_in_dy+$C1552)","v":0.64047833533817744},{"$f":"INDEX(ePrice!$F1553:$K1553,P_Off)*EPrice_Fac","v":61.565926985117194},15.55141824553718,null,15.55141824553718,13.478988304093566,1.7448509999999999,77.896308313792304,73.074428659649115,"G","E","E","|",".",".","."]
[1,2,13,{"$f":"INDEX(Assump!$C$30:$N$30,$A1553)*INDEX(Assump!$C$56:$FN$56,($B1553-1)*Hrs_in_dy+$C1553)","v":0.64047833533817744},{"$f":"INDEX(ePrice!$F1554:$K1554,P_Off)*EPrice_Fac","v":61.460955242602068},15.55141824553718,null,15.55141824553718,13.478988304093566,1.7448509999999999,77.790276250645704,73.074428659649115,"G","E","E","|",".",".","."]
[1,2,14,{"$f":"INDEX(Assump!$C$30:$N$30,$A1554)*INDEX(Assump!$C$56:$FN$56,($B1554-1)*Hrs_in_dy+$C1554)","v":0.64047833533817744},{"$f":"INDEX(ePrice!$F1555:$K1555,P_Off)*EPrice_Fac","v":61.550931021900745},15.55141824553718,null,15.55141824553718,13.478988304093566,1.7448509999999999,77.881160876199928,73.074428659649115,"G","E","E","|",".",".","."]
[1,2,15,{"$f":"INDEX(Assump!$C$30:$N$30,$A1555)*INDEX(Assump!$C$56:$FN$56,($B1555-1)*Hrs_in_dy+$C1555)","v":0.64047833533817744},{"$f":"INDEX(ePrice!$F1556:$K1556,P_Off)*EPrice_Fac","v":59.55646791411349},15.55141824553718,null,15.55141824553718,13.478988304093566,1.7448509999999999,75.866551676414829,73.074428659649115,"G","E","E","|",".",".","."]
[1,2,16,{"$f":"INDEX(Assump!$C$30:$N$30,$A1556)*INDEX(Assump!$C$56:$FN$56,($B1556-1)*Hrs_in_dy+$C1556)","v":0.64047833533817744},{"$f":"INDEX(ePrice!$F1557:$K1557,P_Off)*EPrice_Fac","v":58.326798930364951},15.55141824553718,null,15.55141824553718,13.478988304093566,1.7448509999999999,74.624461793840538,73.074428659649115,"G","E","E","|",".",".","."]
[1,2,17,{"$f":"INDEX(Assump!$C$30:$N$30,$A1557)*INDEX(Assump!$C$56:$FN$56,($B1557-1)*Hrs_in_dy+$C1557)","v":0.64047833533817744},{"$f":"INDEX(ePrice!$F1558:$K1558,P_Off)*EPrice_Fac","v":58.334296911973169},15.55141824553718,null,15.55141824553718,13.478988304093566,1.7448509999999999,74.632035512636719,73.074428659649115,"G","E","E","|",".",".","."]
[1,2,18,{"$f":"INDEX(Assump!$C$30:$N$30,$A1558)*INDEX(Assump!$C$56:$FN$56,($B1558-1)*Hrs_in_dy+$C1558)","v":0.64047833533817744},{"$f":"INDEX(ePrice!$F1559:$K1559,P_Off)*EPrice_Fac","v":60.508711578357769},15.55141824553718,null,15.55141824553718,13.478988304093566,1.7448509999999999,76.828413963530252,73.074428659649115,"G","E","E","|",".",".","."]
[1,2,19,{"$f":"INDEX(Assump!$C$30:$N$30,$A1559)*INDEX(Assump!$C$56:$FN$56,($B1559-1)*Hrs_in_dy+$C1559)","v":0.64047833533817744},{"$f":"INDEX(ePrice!$F1560:$K1560,P_Off)*EPrice_Fac","v":60.71865506338802},15.55141824553718,null,15.55141824553718,13.478988304093566,1.7448509999999999,77.040478089823438,73.074428659649115,"G","E","E","|",".",".","."]
[1,2,20,{"$f":"INDEX(Assump!$C$30:$N$30,$A1560)*INDEX(Assump!$C$56:$FN$56,($B1560-1)*Hrs_in_dy+$C1560)","v":0.64047833533817744},{"$f":"INDEX(ePrice!$F1561:$K1561,P_Off)*EPrice_Fac","v":57.119623891441094},15.55141824553718,null,15.55141824553718,13.478988304093566,1.7448509999999999,73.405093067654818,73.074428659649115,"G","E","E","|",".",".","."]
[1,2,21,{"$f":"INDEX(Assump!$C$30:$N$30,$A1561)*INDEX(Assump!$C$56:$FN$56,($B1561-1)*Hrs_in_dy+$C1561)","v":0.64047833533817744},{"$f":"INDEX(ePrice!$F1562:$K1562,P_Off)*EPrice_Fac","v":50.468914204947488},15.55141824553718,null,15.55141824553718,13.478988304093566,1.7448509999999999,66.687204495439062,73.074428659649115,"E","E","E","|",".",".","."]
[1,2,22,{"$f":"INDEX(Assump!$C$30:$N$30,$A1562)*INDEX(Assump!$C$56:$FN$56,($B1562-1)*Hrs_in_dy+$C1562)","v":0.64047833533817744},{"$f":"INDEX(ePrice!$F1563:$K1563,P_Off)*EPrice_Fac","v":48.646904674149347},15.55141824553718,null,15.55141824553718,13.478988304093566,1.7448509999999999,64.846790827966188,73.074428659649115,"E","E","E","|",".",".","."]
[1,2,23,{"$f":"INDEX(Assump!$C$30:$N$30,$A1563)*INDEX(Assump!$C$56:$FN$56,($B1563-1)*Hrs_in_dy+$C1563)","v":0.64047833533817744},{"$f":"INDEX(ePrice!$F1564:$K1564,P_Off)*EPrice_Fac","v":45.482756435479345},15.55141824553718,null,15.55141824553718,13.478988304093566,1.7448509999999999,61.650681495976286,73.074428659649115,"E","E","E","|",".",".","."]
[1,2,24,{"$f":"INDEX(Assump!$C$30:$N$30,$A1564)*INDEX(Assump!$C$56:$FN$56,($B1564-1)*Hrs_in_dy+$C1564)","v":0.64047833533817744},{"$f":"INDEX(ePrice!$F1565:$K1565,P_Off)*EPrice_Fac","v":51.758567041561804},15.55141824553718,null,15.55141824553718,13.478988304093566,1.7448509999999999,67.989884128382812,73.074428659649115,"E","E","E","|",".",".","."]
[1,3,1,{"$f":"INDEX(Assump!$C$30:$N$30,$A1565)*INDEX(Assump!$C$56:$FN$56,($B1565-1)*Hrs_in_dy+$C1565)","v":0.64047833533817744},{"$f":"INDEX(ePrice!$F1566:$K1566,P_Off)*EPrice_Fac","v":41.246396826833475},15.55141824553718,null,15.55141824553718,13.478988304093566,1.7448509999999999,57.371530376131972,73.074428659649115,"E","E","E","|",6.4047833533817746,0,0]
[1,3,2,{"$f":"INDEX(Assump!$C$30:$N$30,$A1566)*INDEX(Assump!$C$56:$FN$56,($B1566-1)*Hrs_in_dy+$C1566)","v":0.64047833533817744},{"$f":"INDEX(ePrice!$F1567:$K1567,P_Off)*EPrice_Fac","v":54.487832346954889},15.55141824553718,null,15.55141824553718,13.478988304093566,1.7448509999999999,70.74671777019401,73.074428659649115,"E","E","E","|",".",".","."]
[1,3,3,{"$f":"INDEX(Assump!$C$30:$N$30,$A1567)*INDEX(Assump!$C$56:$FN$56,($B1567-1)*Hrs_in_dy+$C1567)","v":0.64047833533817744},{"$f":"INDEX(ePrice!$F1568:$K1568,P_Off)*EPrice_Fac","v":43.308341769094739},15.55141824553718,null,15.55141824553718,13.478988304093566,1.7448509999999999,59.454303045082746,73.074428659649115,"E","E","E","|",".",".","."]
[1,3,4,{"$f":"INDEX(Assump!$C$30:$N$30,$A1568)*INDEX(Assump!$C$56:$FN$56,($B1568-1)*Hrs_in_dy+$C1568)","v":0.64047833533817744},{"$f":"INDEX(ePrice!$F1569:$K1569,P_Off)*EPrice_Fac","v":44.253087451730806},15.55141824553718,null,15.55141824553718,13.478988304093566,1.7448509999999999,60.408591613402002,73.074428659649115,"E","E","E","|",".",".","."]
[1,3,5,{"$f":"INDEX(Assump!$C$30:$N$30,$A1569)*INDEX(Assump!$C$56:$FN$56,($B1569-1)*Hrs_in_dy+$C1569)","v":0.64047833533817744},{"$f":"INDEX(ePrice!$F1570:$K1570,P_Off)*EPrice_Fac","v":42.39358801289157},15.55141824553718,null,15.55141824553718,13.478988304093566,1.7448509999999999,58.530309351948233,73.074428659649115,"E","E","E","|",".",".","."]
[1,3,6,{"$f":"INDEX(Assump!$C$30:$N$30,$A1570)*INDEX(Assump!$C$56:$FN$56,($B1570-1)*Hrs_in_dy+$C1570)","v":0.64047833533817744},{"$f":"INDEX(ePrice!$F1571:$K1571,P_Off)*EPrice_Fac","v":44.238091488514364},15.55141824553718,null,15.55141824553718,13.478988304093566,1.7448509999999999,60.393444175809641,73.074428659649115,"E","E","E","|",".",".","."]
[1,3,7,{"$f":"INDEX(Assump!$C$30:$N$30,$A1571)*INDEX(Assump!$C$56:$FN$56,($B1571-1)*Hrs_in_dy+$C1571)","v":0.64047833533817744},{"$f":"INDEX(ePrice!$F1572:$K1572,P_Off)*EPrice_Fac","v":58.671706084343199},15.55141824553718,null,15.55141824553718,13.478988304093566,1.7448509999999999,74.972852858465032,73.074428659649115,"G","E","E","|",".",".","."]
[1,3,8,{"$f":"INDEX(Assump!$C$30:$N$30,$A1572)*INDEX(Assump!$C$56:$FN$56,($B1572-1)*Hrs_in_dy+$C1572)","v":0.64047833533817744},{"$f":"INDEX(ePrice!$F1573:$K1573,P_Off)*EPrice_Fac","v":60.141310479554875},15.55141824553718,null,15.55141824553718,13.478988304093566,1.7448509999999999,76.457301742517231,73.074428659649115,"G","E","E","|",".",".","."]
[1,3,9,{"$f":"INDEX(Assump!$C$30:$N$30,$A1573)*INDEX(Assump!$C$56:$FN$56,($B1573-1)*Hrs_in_dy+$C1573)","v":0.64047833533817744},{"$f":"INDEX(ePrice!$F1574:$K1574,P_Off)*EPrice_Fac","v":64.947516690425658},15.55141824553718,null,15.55141824553718,13.478988304093566,1.7448509999999999,81.312055490871558,73.074428659649115,"G","E","E","|",".",".","."]
[1,3,10,{"$f":"INDEX(Assump!$C$30:$N$30,$A1574)*INDEX(Assump!$C$56:$FN$56,($B1574-1)*Hrs_in_dy+$C1574)","v":0.64047833533817744},{"$f":"INDEX(ePrice!$F1575:$K1575,P_Off)*EPrice_Fac","v":61.146040015056727},15.55141824553718,null,15.55141824553718,13.478988304093566,1.7448509999999999,77.472180061205961,73.074428659649115,"G","E","E","|",".",".","."]
[1,3,11,{"$f":"INDEX(Assump!$C$30:$N$30,$A1575)*INDEX(Assump!$C$56:$FN$56,($B1575-1)*Hrs_in_dy+$C1575)","v":0.64047833533817744},{"$f":"INDEX(ePrice!$F1576:$K1576,P_Off)*EPrice_Fac","v":61.87334423105434},15.55141824553718,null,15.55141824553718,13.478988304093566,1.7448509999999999,78.20683078443588,73.074428659649115,"G","E","E","|",".",".","."]
[1,3,12,{"$f":"INDEX(Assump!$C$30:$N$30,$A1576)*INDEX(Assump!$C$56:$FN$56,($B1576-1)*Hrs_in_dy+$C1576)","v":0.64047833533817744},{"$f":"INDEX(ePrice!$F1577:$K1577,P_Off)*EPrice_Fac","v":67.436846584355621},15.55141824553718,null,15.55141824553718,13.478988304093566,1.7448509999999999,83.826530131204848,73.074428659649115,"G","E","E","|",".",".","."]
[1,3,13,{"$f":"INDEX(Assump!$C$30:$N$30,$A1577)*INDEX(Assump!$C$56:$FN$56,($B1577-1)*Hrs_in_dy+$C1577)","v":0.64047833533817744},{"$f":"INDEX(ePrice!$F1578:$K1578,P_Off)*EPrice_Fac","v":66.049719986834418},15.55141824553718,null,15.55141824553718,13.478988304093566,1.7448509999999999,82.425392153910707,73.074428659649115,"G","E","E","|",".",".","."]
[1,3,14,{"$f":"INDEX(Assump!$C$30:$N$30,$A1578)*INDEX(Assump!$C$56:$FN$56,($B1578-1)*Hrs_in_dy+$C1578)","v":0.64047833533817744},{"$f":"INDEX(ePrice!$F1579:$K1579,P_Off)*EPrice_Fac","v":63.770333577934679},15.55141824553718,null,15.55141824553718,13.478988304093566,1.7448509999999999,80.122981639870559,73.074428659649115,"G","E","E","|",".",".","."]
[1,3,15,{"$f":"INDEX(Assump!$C$30:$N$30,$A1579)*INDEX(Assump!$C$56:$FN$56,($B1579-1)*Hrs_in_dy+$C1579)","v":0.64047833533817744},{"$f":"INDEX(ePrice!$F1580:$K1580,P_Off)*EPrice_Fac","v":59.511480024464156},15.55141824553718,null,15.55141824553718,13.478988304093566,1.7448509999999999,75.821109363637717,73.074428659649115,"G","E","E","|",".",".","."]
[1,3,16,{"$f":"INDEX(Assump!$C$30:$N$30,$A1580)*INDEX(Assump!$C$56:$FN$56,($B1580-1)*Hrs_in_dy+$C1580)","v":0.64047833533817744},{"$f":"INDEX(ePrice!$F1581:$K1581,P_Off)*EPrice_Fac","v":61.753376525322757},15.55141824553718,null,15.55141824553718,13.478988304093566,1.7448509999999999,78.085651283696919,73.074428659649115,"G","E","E","|",".",".","."]
[1,3,17,{"$f":"INDEX(Assump!$C$30:$N$30,$A1581)*INDEX(Assump!$C$56:$FN$56,($B1581-1)*Hrs_in_dy+$C1581)","v":0.64047833533817744},{"$f":"INDEX(ePrice!$F1582:$K1582,P_Off)*EPrice_Fac","v":54.982699133097597},15.55141824553718,null,15.55141824553718,13.478988304093566,1.7448509999999999,71.246583210742202,73.074428659649115,"E","E","E","|",".",".","."]
[1,3,18,{"$f":"INDEX(Assump!$C$30:$N$30,$A1582)*INDEX(Assump!$C$56:$FN$56,($B1582-1)*Hrs_in_dy+$C1582)","v":0.64047833533817744},{"$f":"INDEX(ePrice!$F1583:$K1583,P_Off)*EPrice_Fac","v":50.626371818720159},15.55141824553718,null,15.55141824553718,13.478988304093566,1.7448509999999999,66.846252590158926,73.074428659649115,"E","E","E","|",".",".","."]
[1,3,19,{"$f":"INDEX(Assump!$C$30:$N$30,$A1583)*INDEX(Assump!$C$56:$FN$56,($B1583-1)*Hrs_in_dy+$C1583)","v":0.64047833533817744},{"$f":"INDEX(ePrice!$F1584:$K1584,P_Off)*EPrice_Fac","v":47.004846701948566},15.55141824553718,null,15.55141824553718,13.478988304093566,1.7448509999999999,63.188146411601764,73.074428659649115,"E","E","E","|",".",".","."]
[1,3,20,{"$f":"INDEX(Assump!$C$30:$N$30,$A1584)*INDEX(Assump!$C$56:$FN$56,($B1584-1)*Hrs_in_dy+$C1584)","v":0.64047833533817744},{"$f":"INDEX(ePrice!$F1585:$K1585,P_Off)*EPrice_Fac","v":40.376630960279634},15.55141824553718,null,15.55141824553718,13.478988304093566,1.7448509999999999,56.492978995774557,73.074428659649115,"E","E","E","|",".",".","."]
[1,3,21,{"$f":"INDEX(Assump!$C$30:$N$30,$A1585)*INDEX(Assump!$C$56:$FN$56,($B1585-1)*Hrs_in_dy+$C1585)","v":0.64047833533817744},{"$f":"INDEX(ePrice!$F1586:$K1586,P_Off)*EPrice_Fac","v":42.461069847365557},15.55141824553718,null,15.55141824553718,13.478988304093566,1.7448509999999999,58.598472821113873,73.074428659649115,"E","E","E","|",".",".","."]
[1,3,22,{"$f":"INDEX(Assump!$C$30:$N$30,$A1586)*INDEX(Assump!$C$56:$FN$56,($B1586-1)*Hrs_in_dy+$C1586)","v":0.64047833533817744},{"$f":"INDEX(ePrice!$F1587:$K1587,P_Off)*EPrice_Fac","v":50.671359708369501},15.55141824553718,null,15.55141824553718,13.478988304093566,1.7448509999999999,66.891694902936052,73.074428659649115,"E","E","E","|",".",".","."]
[1,3,23,{"$f":"INDEX(Assump!$C$30:$N$30,$A1587)*INDEX(Assump!$C$56:$FN$56,($B1587-1)*Hrs_in_dy+$C1587)","v":0.64047833533817744},{"$f":"INDEX(ePrice!$F1588:$K1588,P_Off)*EPrice_Fac","v":43.915678279360783},15.55141824553718,null,15.55141824553718,13.478988304093566,1.7448509999999999,60.067774267573697,73.074428659649115,"E","E","E","|",".",".","."]
[1,3,24,{"$f":"INDEX(Assump!$C$30:$N$30,$A1588)*INDEX(Assump!$C$56:$FN$56,($B1588-1)*Hrs_in_dy+$C1588)","v":0.64047833533817744},{"$f":"INDEX(ePrice!$F1589:$K1589,P_Off)*EPrice_Fac","v":38.389665834100597},15.55141824553718,null,15.55141824553718,13.478988304093566,1.7448509999999999,54.485943514785632,73.074428659649115,"E","E","E","|",".",".","."]
[1,4,1,{"$f":"INDEX(Assump!$C$30:$N$30,$A1589)*INDEX(Assump!$C$56:$FN$56,($B1589-1)*Hrs_in_dy+$C1589)","v":0.64047833533817744},{"$f":"INDEX(ePrice!$F1590:$K1590,P_Off)*EPrice_Fac","v":43.503289290908526},15.55141824553718,null,15.55141824553718,13.478988304093566,1.7448509999999999,59.651219733783542,73.074428659649115,"E","E","E","|",5.1238266827054195,0,0]
[1,4,2,{"$f":"INDEX(Assump!$C$30:$N$30,$A1590)*INDEX(Assump!$C$56:$FN$56,($B1590-1)*Hrs_in_dy+$C1590)","v":0.64047833533817744},{"$f":"INDEX(ePrice!$F1591:$K1591,P_Off)*EPrice_Fac","v":43.128390210497386},15.55141824553718,null,15.55141824553718,13.478988304093566,1.7448509999999999,59.272533793974311,73.074428659649115,"E","E","E","|",".",".","."]
[1,4,3,{"$f":"INDEX(Assump!$C$30:$N$30,$A1591)*INDEX(Assump!$C$56:$FN$56,($B1591-1)*Hrs_in_dy+$C1591)","v":0.64047833533817744},{"$f":"INDEX(ePrice!$F1592:$K1592,P_Off)*EPrice_Fac","v":41.943709116398189},15.55141824553718,null,15.55141824553718,13.478988304093566,1.7448509999999999,58.07588622417714,73.074428659649115,"E","E","E","|",".",".","."]
[1,4,4,{"$f":"INDEX(Assump!$C$30:$N$30,$A1592)*INDEX(Assump!$C$56:$FN$56,($B1592-1)*Hrs_in_dy+$C1592)","v":0.64047833533817744},{"$f":"INDEX(ePrice!$F1593:$K1593,P_Off)*EPrice_Fac","v":40.076711695950728},15.55141824553718,null,15.55141824553718,13.478988304093566,1.7448509999999999,56.190030243927175,73.074428659649115,"E","E","E","|",".",".","."]
[1,4,5,{"$f":"INDEX(Assump!$C$30:$N$30,$A1593)*INDEX(Assump!$C$56:$FN$56,($B1593-1)*Hrs_in_dy+$C1593)","v":0.64047833533817744},{"$f":"INDEX(ePrice!$F1594:$K1594,P_Off)*EPrice_Fac","v":38.509633539832166},15.55141824553718,null,15.55141824553718,13.478988304093566,1.7448509999999999,54.607123015524593,73.074428659649115,"E","E","E","|",".",".","."]
[1,4,6,{"$f":"INDEX(Assump!$C$30:$N$30,$A1594)*INDEX(Assump!$C$56:$FN$56,($B1594-1)*Hrs_in_dy+$C1594)","v":0.64047833533817744},{"$f":"INDEX(ePrice!$F1595:$K1595,P_Off)*EPrice_Fac","v":42.701005258828694},15.55141824553718,null,15.55141824553718,13.478988304093566,1.7448509999999999,58.840831822591788,73.074428659649115,"E","E","E","|",".",".","."]
[1,4,7,{"$f":"INDEX(Assump!$C$30:$N$30,$A1595)*INDEX(Assump!$C$56:$FN$56,($B1595-1)*Hrs_in_dy+$C1595)","v":0.64047833533817744},{"$f":"INDEX(ePrice!$F1596:$K1596,P_Off)*EPrice_Fac","v":34.033338519723166},15.55141824553718,null,15.55141824553718,13.478988304093566,1.7448509999999999,50.08561289420237,73.074428659649115,"E","E","E","|",".",".","."]
[1,4,8,{"$f":"INDEX(Assump!$C$30:$N$30,$A1596)*INDEX(Assump!$C$56:$FN$56,($B1596-1)*Hrs_in_dy+$C1596)","v":0.64047833533817744},{"$f":"INDEX(ePrice!$F1597:$K1597,P_Off)*EPrice_Fac","v":39.461877204076458},15.55141824553718,null,15.55141824553718,13.478988304093566,1.7448509999999999,55.568985302640037,73.074428659649115,"E","E","E","|",".",".","."]
[1,4,9,{"$f":"INDEX(Assump!$C$30:$N$30,$A1597)*INDEX(Assump!$C$56:$FN$56,($B1597-1)*Hrs_in_dy+$C1597)","v":0.64047833533817744},{"$f":"INDEX(ePrice!$F1598:$K1598,P_Off)*EPrice_Fac","v":56.182376190413244},15.55141824553718,null,15.55141824553718,13.478988304093566,1.7448509999999999,72.458378218131742,73.074428659649115,"E","E","E","|",".",".","."]
[1,4,10,{"$f":"INDEX(Assump!$C$30:$N$30,$A1598)*INDEX(Assump!$C$56:$FN$56,($B1598-1)*Hrs_in_dy+$C1598)","v":0.64047833533817744},{"$f":"INDEX(ePrice!$F1599:$K1599,P_Off)*EPrice_Fac","v":60.201294332420645},15.55141824553718,null,15.55141824553718,13.478988304093566,1.7448509999999999,76.51789149288669,73.074428659649115,"G","E","E","|",".",".","."]
[1,4,11,{"$f":"INDEX(Assump!$C$30:$N$30,$A1599)*INDEX(Assump!$C$56:$FN$56,($B1599-1)*Hrs_in_dy+$C1599)","v":0.64047833533817744},{"$f":"INDEX(ePrice!$F1600:$K1600,P_Off)*EPrice_Fac","v":60.268776166894646},15.55141824553718,null,15.55141824553718,13.478988304093566,1.7448509999999999,76.586054962052359,73.074428659649115,"G","E","E","|",".",".","."]
[1,4,12,{"$f":"INDEX(Assump!$C$30:$N$30,$A1600)*INDEX(Assump!$C$56:$FN$56,($B1600-1)*Hrs_in_dy+$C1600)","v":0.64047833533817744},{"$f":"INDEX(ePrice!$F1601:$K1601,P_Off)*EPrice_Fac","v":59.114086999228341},15.55141824553718,null,15.55141824553718,13.478988304093566,1.7448509999999999,75.419702267439931,73.074428659649115,"G","E","E","|",".",".","."]
[1,4,13,{"$f":"INDEX(Assump!$C$30:$N$30,$A1601)*INDEX(Assump!$C$56:$FN$56,($B1601-1)*Hrs_in_dy+$C1601)","v":0.64047833533817744},{"$f":"INDEX(ePrice!$F1602:$K1602,P_Off)*EPrice_Fac","v":59.983852865782183},15.55141824553718,null,15.55141824553718,13.478988304093566,1.7448509999999999,76.298253647797338,73.074428659649115,"G","E","E","|",".",".","."]
[1,4,14,{"$f":"INDEX(Assump!$C$30:$N$30,$A1602)*INDEX(Assump!$C$56:$FN$56,($B1602-1)*Hrs_in_dy+$C1602)","v":0.64047833533817744},{"$f":"INDEX(ePrice!$F1603:$K1603,P_Off)*EPrice_Fac","v":60.103820571513744},15.55141824553718,null,15.55141824553718,13.478988304093566,1.7448509999999999,76.419433148536299,73.074428659649115,"G","E","E","|",".",".","."]
[1,4,15,{"$f":"INDEX(Assump!$C$30:$N$30,$A1603)*INDEX(Assump!$C$56:$FN$56,($B1603-1)*Hrs_in_dy+$C1603)","v":0.64047833533817744},{"$f":"INDEX(ePrice!$F1604:$K1604,P_Off)*EPrice_Fac","v":60.531205523182436},15.55141824553718,null,15.55141824553718,13.478988304093566,1.7448509999999999,76.851135119918808,73.074428659649115,"G","E","E","|",".",".","."]
[1,4,16,{"$f":"INDEX(Assump!$C$30:$N$30,$A1604)*INDEX(Assump!$C$56:$FN$56,($B1604-1)*Hrs_in_dy+$C1604)","v":0.64047833533817744},{"$f":"INDEX(ePrice!$F1605:$K1605,P_Off)*EPrice_Fac","v":61.415967352952734},15.55141824553718,null,15.55141824553718,13.478988304093566,1.7448509999999999,77.744833937868606,73.074428659649115,"G","E","E","|",".",".","."]
[1,4,17,{"$f":"INDEX(Assump!$C$30:$N$30,$A1605)*INDEX(Assump!$C$56:$FN$56,($B1605-1)*Hrs_in_dy+$C1605)","v":0.64047833533817744},{"$f":"INDEX(ePrice!$F1606:$K1606,P_Off)*EPrice_Fac","v":54.435346475697337},{"$f":"Nwk_Elec_Var","v":15.55141824553718},null,15.55141824553718,{"$f":"IF(Other_fuel=\"Gas\",\nCHOOSE(Gas_price_option,Other_fuel_price_wholesale_flex,Gas_elec_m*$E1605+Gas_elec_c),\nOther_fuel_price_wholesale_flex)","v":13.478988304093566},{"$f":"IF(Other_fuel=\"Gas\",Nwk_Gas_Var,0)","v":1.7448509999999999},70.693701738620732,73.074428659649115,{"$f":"IF(K1605<L1605,ID_E,ID_O)","v":"E"},{"$f":"IF($C1605=1,IF(SUM($D1605:$D1628)=0,\".\",IF(SUMPRODUCT($K1605:$K1628,$D1605:$D1628)<SUMPRODUCT($L1605:$L1628,$D1605:$D1628),ID_E,ID_O)),N1604)","v":"E"},{"$f":"IF(SUM($B1605:$C1605)=2,IF(SUMPRODUCT($K1605:$K1772,$D1605:$D1772)<SUMPRODUCT($L1605:$L1772,$D1605:$D1772),ID_E,ID_O),O1604)","v":"E"},"|",{"$f":"IF($C1605=1,SUMIFS($D1605:$D1628,M1605:M1628,ID_O),\".\")","v":"."},{"$f":"IF($C1605=1,SUMIFS($D1605:$D1628,N1605:N1628,ID_O),\".\")","v":"."},{"$f":"IF($C1605=1,SUMIFS($D1605:$D1628,O1605:O1628,ID_O),\".\")","v":"."}]
[1,4,18,{"$f":"INDEX(Assump!$C$30:$N$30,$A1606)*INDEX(Assump!$C$56:$FN$56,($B1606-1)*Hrs_in_dy+$C1606)","v":0.64047833533817744},{"$f":"INDEX(ePrice!$F1607:$K1607,P_Off)*EPrice_Fac","v":42.24362838072711},15.55141824553718,null,{"$f":"SUM($F1606:$G1606)","v":15.55141824553718},13.478988304093566,1.7448509999999999,{"$f":"SUM(E1606,H1606)/COP_Elec","v":58.378834976024535},{"$f":"SUM(I1606:J1606)*GJ_MWh/COP_Other","v":73.074428659649115},"E","E","E","|",".",".","."]
[1,4,19,{"$f":"INDEX(Assump!$C$30:$N$30,$A1607)*INDEX(Assump!$C$56:$FN$56,($B1607-1)*Hrs_in_dy+$C1607)","v":0.64047833533817744},{"$f":"INDEX(ePrice!$F1608:$K1608,P_Off)*EPrice_Fac","v":51.47364374044934},15.55141824553718,null,15.55141824553718,13.478988304093566,1.7448509999999999,67.702082814127806,73.074428659649115,"E","E","E","|",".",".","."]
[1,4,20,{"$f":"INDEX(Assump!$C$30:$N$30,$A1608)*INDEX(Assump!$C$56:$FN$56,($B1608-1)*Hrs_in_dy+$C1608)","v":0.64047833533817744},{"$f":"INDEX(ePrice!$F1609:$K1609,P_Off)*EPrice_Fac","v":42.888454799034264},15.55141824553718,null,15.55141824553718,13.478988304093566,1.7448509999999999,59.030174792496403,73.074428659649115,"E","E","E","|",".",".","."]
[1,4,21,{"$f":"INDEX(Assump!$C$30:$N$30,$A1609)*INDEX(Assump!$C$56:$FN$56,($B1609-1)*Hrs_in_dy+$C1609)","v":0.64047833533817744},{"$f":"INDEX(ePrice!$F1610:$K1610,P_Off)*EPrice_Fac","v":43.773216628804555},15.55141824553718,null,15.55141824553718,13.478988304093566,1.7448509999999999,59.923873610446194,73.074428659649115,"E","E","E","|",".",".","."]
[1,4,22,{"$f":"INDEX(Assump!$C$30:$N$30,$A1610)*INDEX(Assump!$C$56:$FN$56,($B1610-1)*Hrs_in_dy+$C1610)","v":0.64047833533817744},{"$f":"INDEX(ePrice!$F1611:$K1611,P_Off)*EPrice_Fac","v":51.143732549687542},15.55141824553718,null,15.55141824553718,13.478988304093566,1.7448509999999999,67.368839187095674,73.074428659649115,"E","E","E","|",".",".","."]
[1,4,23,{"$f":"INDEX(Assump!$C$30:$N$30,$A1611)*INDEX(Assump!$C$56:$FN$56,($B1611-1)*Hrs_in_dy+$C1611)","v":0.64047833533817744},{"$f":"INDEX(ePrice!$F1612:$K1612,P_Off)*EPrice_Fac","v":57.479527008635777},15.55141824553718,null,15.55141824553718,13.478988304093566,1.7448509999999999,73.768631569871687,73.074428659649115,"G","E","E","|",".",".","."]
[1,4,24,{"$f":"INDEX(Assump!$C$30:$N$30,$A1612)*INDEX(Assump!$C$56:$FN$56,($B1612-1)*Hrs_in_dy+$C1612)","v":0.64047833533817744},{"$f":"INDEX(ePrice!$F1613:$K1613,P_Off)*EPrice_Fac","v":55.844967018043207},15.55141824553718,null,15.55141824553718,13.478988304093566,1.7448509999999999,72.117560872303414,73.074428659649115,"E","E","E","|",".",".","."]
[1,5,1,{"$f":"INDEX(Assump!$C$30:$N$30,$A1613)*INDEX(Assump!$C$56:$FN$56,($B1613-1)*Hrs_in_dy+$C1613)","v":0.64047833533817744},{"$f":"INDEX(ePrice!$F1614:$K1614,P_Off)*EPrice_Fac","v":56.564773252432602},15.55141824553718,null,15.55141824553718,13.478988304093566,1.7448509999999999,72.844637876737153,73.074428659649115,"E","G","E","|",7.0452616887199522,15.371480048116251,0]
[1,5,2,{"$f":"INDEX(Assump!$C$30:$N$30,$A1614)*INDEX(Assump!$C$56:$FN$56,($B1614-1)*Hrs_in_dy+$C1614)","v":0.64047833533817744},{"$f":"INDEX(ePrice!$F1615:$K1615,P_Off)*EPrice_Fac","v":57.577000769542686},15.55141824553718,null,15.55141824553718,13.478988304093566,1.7448509999999999,73.867089914222092,73.074428659649115,"G","G","E","|",".",".","."]
[1,5,3,{"$f":"INDEX(Assump!$C$30:$N$30,$A1615)*INDEX(Assump!$C$56:$FN$56,($B1615-1)*Hrs_in_dy+$C1615)","v":0.64047833533817744},{"$f":"INDEX(ePrice!$F1616:$K1616,P_Off)*EPrice_Fac","v":56.339833804185922},15.55141824553718,null,15.55141824553718,13.478988304093566,1.7448509999999999,72.61742631285162,73.074428659649115,"E","G","E","|",".",".","."]
[1,5,4,{"$f":"INDEX(Assump!$C$30:$N$30,$A1616)*INDEX(Assump!$C$56:$FN$56,($B1616-1)*Hrs_in_dy+$C1616)","v":0.64047833533817744},{"$f":"INDEX(ePrice!$F1617:$K1617,P_Off)*EPrice_Fac","v":54.967703169881155},15.55141824553718,null,15.55141824553718,13.478988304093566,1.7448509999999999,71.23143577314984,73.074428659649115,"E","G","E","|",".",".","."]
[1,5,5,{"$f":"INDEX(Assump!$C$30:$N$30,$A1617)*INDEX(Assump!$C$56:$FN$56,($B1617-1)*Hrs_in_dy+$C1617)","v":0.64047833533817744},{"$f":"INDEX(ePrice!$F1618:$K1618,P_Off)*EPrice_Fac","v":55.590035643363642},15.55141824553718,null,15.55141824553718,13.478988304093566,1.7448509999999999,71.860054433233159,73.074428659649115,"E","G","E","|",".",".","."]
[1,5,6,{"$f":"INDEX(Assump!$C$30:$N$30,$A1618)*INDEX(Assump!$C$56:$FN$56,($B1618-1)*Hrs_in_dy+$C1618)","v":0.64047833533817744},{"$f":"INDEX(ePrice!$F1619:$K1619,P_Off)*EPrice_Fac","v":52.920754190836334},15.55141824553718,null,15.55141824553718,13.478988304093566,1.7448509999999999,69.16381054179142,73.074428659649115,"E","G","E","|",".",".","."]
[1,5,7,{"$f":"INDEX(Assump!$C$30:$N$30,$A1619)*INDEX(Assump!$C$56:$FN$56,($B1619-1)*Hrs_in_dy+$C1619)","v":0.64047833533817744},{"$f":"INDEX(ePrice!$F1620:$K1620,P_Off)*EPrice_Fac","v":51.241206310594436},15.55141824553718,null,15.55141824553718,13.478988304093566,1.7448509999999999,67.467297531446079,73.074428659649115,"E","G","E","|",".",".","."]
[1,5,8,{"$f":"INDEX(Assump!$C$30:$N$30,$A1620)*INDEX(Assump!$C$56:$FN$56,($B1620-1)*Hrs_in_dy+$C1620)","v":0.64047833533817744},{"$f":"INDEX(ePrice!$F1621:$K1621,P_Off)*EPrice_Fac","v":52.958244098877444},15.55141824553718,null,15.55141824553718,13.478988304093566,1.7448509999999999,69.201679135772352,73.074428659649115,"E","G","E","|",".",".","."]
[1,5,9,{"$f":"INDEX(Assump!$C$30:$N$30,$A1621)*INDEX(Assump!$C$56:$FN$56,($B1621-1)*Hrs_in_dy+$C1621)","v":0.64047833533817744},{"$f":"INDEX(ePrice!$F1622:$K1622,P_Off)*EPrice_Fac","v":60.711157081779795},15.55141824553718,null,15.55141824553718,13.478988304093566,1.7448509999999999,77.032904371027257,73.074428659649115,"G","G","E","|",".",".","."]
[1,5,10,{"$f":"INDEX(Assump!$C$30:$N$30,$A1622)*INDEX(Assump!$C$56:$FN$56,($B1622-1)*Hrs_in_dy+$C1622)","v":0.64047833533817744},{"$f":"INDEX(ePrice!$F1623:$K1623,P_Off)*EPrice_Fac","v":62.375708998805251},15.55141824553718,null,15.55141824553718,13.478988304093566,1.7448509999999999,78.714269943780238,73.074428659649115,"G","G","E","|",".",".","."]
[1,5,11,{"$f":"INDEX(Assump!$C$30:$N$30,$A1623)*INDEX(Assump!$C$56:$FN$56,($B1623-1)*Hrs_in_dy+$C1623)","v":0.64047833533817744},{"$f":"INDEX(ePrice!$F1624:$K1624,P_Off)*EPrice_Fac","v":63.035531380328848},15.55141824553718,null,15.55141824553718,13.478988304093566,1.7448509999999999,79.380757197844474,73.074428659649115,"G","G","E","|",".",".","."]
[1,5,12,{"$f":"INDEX(Assump!$C$30:$N$30,$A1624)*INDEX(Assump!$C$56:$FN$56,($B1624-1)*Hrs_in_dy+$C1624)","v":0.64047833533817744},{"$f":"INDEX(ePrice!$F1625:$K1625,P_Off)*EPrice_Fac","v":62.70562018956705},15.55141824553718,null,15.55141824553718,13.478988304093566,1.7448509999999999,79.047513570812356,73.074428659649115,"G","G","E","|",".",".","."]
[1,5,13,{"$f":"INDEX(Assump!$C$30:$N$30,$A1625)*INDEX(Assump!$C$56:$FN$56,($B1625-1)*Hrs_in_dy+$C1625)","v":0.64047833533817744},{"$f":"INDEX(ePrice!$F1626:$K1626,P_Off)*EPrice_Fac","v":64.865038892735214},15.55141824553718,null,15.55141824553718,13.478988304093566,1.7448509999999999,81.228744584113528,73.074428659649115,"G","G","E","|",".",".","."]
[1,5,14,{"$f":"INDEX(Assump!$C$30:$N$30,$A1626)*INDEX(Assump!$C$56:$FN$56,($B1626-1)*Hrs_in_dy+$C1626)","v":0.64047833533817744},{"$f":"INDEX(ePrice!$F1627:$K1627,P_Off)*EPrice_Fac","v":64.302690272118497},15.55141824553718,null,15.55141824553718,13.478988304093566,1.7448509999999999,80.660715674399668,73.074428659649115,"G","G","E","|",".",".","."]
[1,5,15,{"$f":"INDEX(Assump!$C$30:$N$30,$A1627)*INDEX(Assump!$C$56:$FN$56,($B1627-1)*Hrs_in_dy+$C1627)","v":0.64047833533817744},{"$f":"INDEX(ePrice!$F1628:$K1628,P_Off)*EPrice_Fac","v":72.737919581369127},15.55141824553718,null,15.55141824553718,13.478988304093566,1.7448509999999999,89.18114932010738,73.074428659649115,"G","G","E","|",".",".","."]
[1,5,16,{"$f":"INDEX(Assump!$C$30:$N$30,$A1628)*INDEX(Assump!$C$56:$FN$56,($B1628-1)*Hrs_in_dy+$C1628)","v":0.64047833533817744},{"$f":"INDEX(ePrice!$F1629:$K1629,P_Off)*EPrice_Fac","v":72.782907471018461},15.55141824553718,null,15.55141824553718,13.478988304093566,1.7448509999999999,89.226591632884478,73.074428659649115,"G","G","E","|",".",".","."]
[1,5,17,{"$f":"INDEX(Assump!$C$30:$N$30,$A1629)*INDEX(Assump!$C$56:$FN$56,($B1629-1)*Hrs_in_dy+$C1629)","v":0.64047833533817744},{"$f":"INDEX(ePrice!$F1630:$K1630,P_Off)*EPrice_Fac","v":60.118816534730207},15.55141824553718,null,15.55141824553718,13.478988304093566,1.7448509999999999,76.434580586128675,73.074428659649115,"G","G","E","|",".",".","."]
[1,5,18,{"$f":"INDEX(Assump!$C$30:$N$30,$A1630)*INDEX(Assump!$C$56:$FN$56,($B1630-1)*Hrs_in_dy+$C1630)","v":0.64047833533817744},{"$f":"INDEX(ePrice!$F1631:$K1631,P_Off)*EPrice_Fac","v":59.863885160050621},15.55141824553718,null,15.55141824553718,13.478988304093566,1.7448509999999999,76.177074147058391,73.074428659649115,"G","G","E","|",".",".","."]
[1,5,19,{"$f":"INDEX(Assump!$C$30:$N$30,$A1631)*INDEX(Assump!$C$56:$FN$56,($B1631-1)*Hrs_in_dy+$C1631)","v":0.64047833533817744},{"$f":"INDEX(ePrice!$F1632:$K1632,P_Off)*EPrice_Fac","v":52.725806669022539},15.55141824553718,null,15.55141824553718,13.478988304093566,1.7448509999999999,68.966893853090625,73.074428659649115,"E","G","E","|",".",".","."]
[1,5,20,{"$f":"INDEX(Assump!$C$30:$N$30,$A1632)*INDEX(Assump!$C$56:$FN$56,($B1632-1)*Hrs_in_dy+$C1632)","v":0.64047833533817744},{"$f":"INDEX(ePrice!$F1633:$K1633,P_Off)*EPrice_Fac","v":48.661900637365797},15.55141824553718,null,15.55141824553718,13.478988304093566,1.7448509999999999,64.861938265558564,73.074428659649115,"E","G","E","|",".",".","."]
[1,5,21,{"$f":"INDEX(Assump!$C$30:$N$30,$A1633)*INDEX(Assump!$C$56:$FN$56,($B1633-1)*Hrs_in_dy+$C1633)","v":0.64047833533817744},{"$f":"INDEX(ePrice!$F1634:$K1634,P_Off)*EPrice_Fac","v":54.945209225056487},15.55141824553718,null,15.55141824553718,13.478988304093566,1.7448509999999999,71.208714616761284,73.074428659649115,"E","G","E","|",".",".","."]
[1,5,22,{"$f":"INDEX(Assump!$C$30:$N$30,$A1634)*INDEX(Assump!$C$56:$FN$56,($B1634-1)*Hrs_in_dy+$C1634)","v":0.64047833533817744},{"$f":"INDEX(ePrice!$F1635:$K1635,P_Off)*EPrice_Fac","v":44.020650021875902},15.55141824553718,null,15.55141824553718,13.478988304093566,1.7448509999999999,60.173806330720282,73.074428659649115,"E","G","E","|",".",".","."]
[1,5,23,{"$f":"INDEX(Assump!$C$30:$N$30,$A1635)*INDEX(Assump!$C$56:$FN$56,($B1635-1)*Hrs_in_dy+$C1635)","v":0.64047833533817744},{"$f":"INDEX(ePrice!$F1636:$K1636,P_Off)*EPrice_Fac","v":48.324491464995774},15.55141824553718,null,15.55141824553718,13.478988304093566,1.7448509999999999,64.521120919730251,73.074428659649115,"E","G","E","|",".",".","."]
[1,5,24,{"$f":"INDEX(Assump!$C$30:$N$30,$A1636)*INDEX(Assump!$C$56:$FN$56,($B1636-1)*Hrs_in_dy+$C1636)","v":0.64047833533817744},{"$f":"INDEX(ePrice!$F1637:$K1637,P_Off)*EPrice_Fac","v":50.258970719917251},15.55141824553718,null,15.55141824553718,13.478988304093566,1.7448509999999999,66.47514036914589,73.074428659649115,"E","G","E","|",".",".","."]
[1,6,1,{"$f":"INDEX(Assump!$C$30:$N$30,$A1637)*INDEX(Assump!$C$56:$FN$56,($B1637-1)*Hrs_in_dy+$C1637)","v":0.64047833533817744},{"$f":"INDEX(ePrice!$F1638:$K1638,P_Off)*EPrice_Fac","v":55.702505367486978},15.55141824553718,null,15.55141824553718,13.478988304093566,1.7448509999999999,71.973660215175912,73.074428659649115,"E","E","E","|",5.1238266827054195,0,0]
[1,6,2,{"$f":"INDEX(Assump!$C$30:$N$30,$A1638)*INDEX(Assump!$C$56:$FN$56,($B1638-1)*Hrs_in_dy+$C1638)","v":0.64047833533817744},{"$f":"INDEX(ePrice!$F1639:$K1639,P_Off)*EPrice_Fac","v":55.192642618127834},15.55141824553718,null,15.55141824553718,13.478988304093566,1.7448509999999999,71.458647337035373,73.074428659649115,"E","E","E","|",".",".","."]
[1,6,3,{"$f":"INDEX(Assump!$C$30:$N$30,$A1639)*INDEX(Assump!$C$56:$FN$56,($B1639-1)*Hrs_in_dy+$C1639)","v":0.64047833533817744},{"$f":"INDEX(ePrice!$F1640:$K1640,P_Off)*EPrice_Fac","v":53.01072997013501},15.55141824553718,null,15.55141824553718,13.478988304093566,1.7448509999999999,69.254695167345659,73.074428659649115,"E","E","E","|",".",".","."]
[1,6,4,{"$f":"INDEX(Assump!$C$30:$N$30,$A1640)*INDEX(Assump!$C$56:$FN$56,($B1640-1)*Hrs_in_dy+$C1640)","v":0.64047833533817744},{"$f":"INDEX(ePrice!$F1641:$K1641,P_Off)*EPrice_Fac","v":50.221480811876134},15.55141824553718,null,15.55141824553718,13.478988304093566,1.7448509999999999,66.437271775164959,73.074428659649115,"E","E","E","|",".",".","."]
[1,6,5,{"$f":"INDEX(Assump!$C$30:$N$30,$A1641)*INDEX(Assump!$C$56:$FN$56,($B1641-1)*Hrs_in_dy+$C1641)","v":0.64047833533817744},{"$f":"INDEX(ePrice!$F1642:$K1642,P_Off)*EPrice_Fac","v":52.290923735745622},15.55141824553718,null,15.55141824553718,13.478988304093566,1.7448509999999999,68.527618162911921,73.074428659649115,"E","E","E","|",".",".","."]
[1,6,6,{"$f":"INDEX(Assump!$C$30:$N$30,$A1642)*INDEX(Assump!$C$56:$FN$56,($B1642-1)*Hrs_in_dy+$C1642)","v":0.64047833533817744},{"$f":"INDEX(ePrice!$F1643:$K1643,P_Off)*EPrice_Fac","v":49.756605952166339},15.55141824553718,null,15.55141824553718,13.478988304093566,1.7448509999999999,65.967701209801533,73.074428659649115,"E","E","E","|",".",".","."]
[1,6,7,{"$f":"INDEX(Assump!$C$30:$N$30,$A1643)*INDEX(Assump!$C$56:$FN$56,($B1643-1)*Hrs_in_dy+$C1643)","v":0.64047833533817744},{"$f":"INDEX(ePrice!$F1644:$K1644,P_Off)*EPrice_Fac","v":49.441690724620962},15.55141824553718,null,15.55141824553718,13.478988304093566,1.7448509999999999,65.649605020361761,73.074428659649115,"E","E","E","|",".",".","."]
[1,6,8,{"$f":"INDEX(Assump!$C$30:$N$30,$A1644)*INDEX(Assump!$C$56:$FN$56,($B1644-1)*Hrs_in_dy+$C1644)","v":0.64047833533817744},{"$f":"INDEX(ePrice!$F1645:$K1645,P_Off)*EPrice_Fac","v":50.468914204947488},15.55141824553718,null,15.55141824553718,13.478988304093566,1.7448509999999999,66.687204495439062,73.074428659649115,"E","E","E","|",".",".","."]
[1,6,9,{"$f":"INDEX(Assump!$C$30:$N$30,$A1645)*INDEX(Assump!$C$56:$FN$56,($B1645-1)*Hrs_in_dy+$C1645)","v":0.64047833533817744},{"$f":"INDEX(ePrice!$F1646:$K1646,P_Off)*EPrice_Fac","v":54.472836383738453},15.55141824553718,null,15.55141824553718,13.478988304093566,1.7448509999999999,70.731570332601649,73.074428659649115,"E","E","E","|",".",".","."]
[1,6,10,{"$f":"INDEX(Assump!$C$30:$N$30,$A1646)*INDEX(Assump!$C$56:$FN$56,($B1646-1)*Hrs_in_dy+$C1646)","v":0.64047833533817744},{"$f":"INDEX(ePrice!$F1647:$K1647,P_Off)*EPrice_Fac","v":51.196218420945101},15.55141824553718,null,15.55141824553718,13.478988304093566,1.7448509999999999,67.421855218668966,73.074428659649115,"E","E","E","|",".",".","."]
[1,6,11,{"$f":"INDEX(Assump!$C$30:$N$30,$A1647)*INDEX(Assump!$C$56:$FN$56,($B1647-1)*Hrs_in_dy+$C1647)","v":0.64047833533817744},{"$f":"INDEX(ePrice!$F1648:$K1648,P_Off)*EPrice_Fac","v":56.872190498369733},15.55141824553718,null,15.55141824553718,13.478988304093566,1.7448509999999999,73.155160347380715,73.074428659649115,"G","E","E","|",".",".","."]
[1,6,12,{"$f":"INDEX(Assump!$C$30:$N$30,$A1648)*INDEX(Assump!$C$56:$FN$56,($B1648-1)*Hrs_in_dy+$C1648)","v":0.64047833533817744},{"$f":"INDEX(ePrice!$F1649:$K1649,P_Off)*EPrice_Fac","v":60.478719651924884},15.55141824553718,null,15.55141824553718,13.478988304093566,1.7448509999999999,76.79811908834553,73.074428659649115,"G","E","E","|",".",".","."]
[1,6,13,{"$f":"INDEX(Assump!$C$30:$N$30,$A1649)*INDEX(Assump!$C$56:$FN$56,($B1649-1)*Hrs_in_dy+$C1649)","v":0.64047833533817744},{"$f":"INDEX(ePrice!$F1650:$K1650,P_Off)*EPrice_Fac","v":61.33348955526229},15.55141824553718,null,15.55141824553718,13.478988304093566,1.7448509999999999,77.661523031110576,73.074428659649115,"G","E","E","|",".",".","."]
[1,6,14,{"$f":"INDEX(Assump!$C$30:$N$30,$A1650)*INDEX(Assump!$C$56:$FN$56,($B1650-1)*Hrs_in_dy+$C1650)","v":0.64047833533817744},{"$f":"INDEX(ePrice!$F1651:$K1651,P_Off)*EPrice_Fac","v":59.151576907269458},15.55141824553718,null,15.55141824553718,13.478988304093566,1.7448509999999999,75.457570861420848,73.074428659649115,"G","E","E","|",".",".","."]
[1,6,15,{"$f":"INDEX(Assump!$C$30:$N$30,$A1651)*INDEX(Assump!$C$56:$FN$56,($B1651-1)*Hrs_in_dy+$C1651)","v":0.64047833533817744},{"$f":"INDEX(ePrice!$F1652:$K1652,P_Off)*EPrice_Fac","v":56.639753068514821},15.55141824553718,null,15.55141824553718,13.478988304093566,1.7448509999999999,72.920375064698987,73.074428659649115,"E","E","E","|",".",".","."]
[1,6,16,{"$f":"INDEX(Assump!$C$30:$N$30,$A1652)*INDEX(Assump!$C$56:$FN$56,($B1652-1)*Hrs_in_dy+$C1652)","v":0.64047833533817744},{"$f":"INDEX(ePrice!$F1653:$K1653,P_Off)*EPrice_Fac","v":58.866653606156987},15.55141824553718,null,15.55141824553718,13.478988304093566,1.7448509999999999,75.169769547165828,73.074428659649115,"G","E","E","|",".",".","."]
[1,6,17,{"$f":"INDEX(Assump!$C$30:$N$30,$A1653)*INDEX(Assump!$C$56:$FN$56,($B1653-1)*Hrs_in_dy+$C1653)","v":0.64047833533817744},{"$f":"INDEX(ePrice!$F1654:$K1654,P_Off)*EPrice_Fac","v":58.979123330280331},15.55141824553718,null,15.55141824553718,13.478988304093566,1.7448509999999999,75.283375329108594,73.074428659649115,"G","E","E","|",".",".","."]
[1,6,18,{"$f":"INDEX(Assump!$C$30:$N$30,$A1654)*INDEX(Assump!$C$56:$FN$56,($B1654-1)*Hrs_in_dy+$C1654)","v":0.64047833533817744},{"$f":"INDEX(ePrice!$F1655:$K1655,P_Off)*EPrice_Fac","v":58.686702047559656},15.55141824553718,null,15.55141824553718,13.478988304093566,1.7448509999999999,74.988000296057422,73.074428659649115,"G","E","E","|",".",".","."]
[1,6,19,{"$f":"INDEX(Assump!$C$30:$N$30,$A1655)*INDEX(Assump!$C$56:$FN$56,($B1655-1)*Hrs_in_dy+$C1655)","v":0.64047833533817744},{"$f":"INDEX(ePrice!$F1656:$K1656,P_Off)*EPrice_Fac","v":55.829971054826778},15.55141824553718,null,15.55141824553718,13.478988304093566,1.7448509999999999,72.102413434711082,73.074428659649115,"E","E","E","|",".",".","."]
[1,6,20,{"$f":"INDEX(Assump!$C$30:$N$30,$A1656)*INDEX(Assump!$C$56:$FN$56,($B1656-1)*Hrs_in_dy+$C1656)","v":0.64047833533817744},{"$f":"INDEX(ePrice!$F1657:$K1657,P_Off)*EPrice_Fac","v":58.971625348672113},15.55141824553718,null,15.55141824553718,13.478988304093566,1.7448509999999999,75.275801610312428,73.074428659649115,"G","E","E","|",".",".","."]
[1,6,21,{"$f":"INDEX(Assump!$C$30:$N$30,$A1657)*INDEX(Assump!$C$56:$FN$56,($B1657-1)*Hrs_in_dy+$C1657)","v":0.64047833533817744},{"$f":"INDEX(ePrice!$F1658:$K1658,P_Off)*EPrice_Fac","v":55.275120415818279},15.55141824553718,null,15.55141824553718,13.478988304093566,1.7448509999999999,71.541958243793388,73.074428659649115,"E","E","E","|",".",".","."]
[1,6,22,{"$f":"INDEX(Assump!$C$30:$N$30,$A1658)*INDEX(Assump!$C$56:$FN$56,($B1658-1)*Hrs_in_dy+$C1658)","v":0.64047833533817744},{"$f":"INDEX(ePrice!$F1659:$K1659,P_Off)*EPrice_Fac","v":49.291731092456509},15.55141824553718,null,15.55141824553718,13.478988304093566,1.7448509999999999,65.498130644438078,73.074428659649115,"E","E","E","|",".",".","."]
[1,6,23,{"$f":"INDEX(Assump!$C$30:$N$30,$A1659)*INDEX(Assump!$C$56:$FN$56,($B1659-1)*Hrs_in_dy+$C1659)","v":0.64047833533817744},{"$f":"INDEX(ePrice!$F1660:$K1660,P_Off)*EPrice_Fac","v":55.739995275528095},15.55141824553718,null,15.55141824553718,13.478988304093566,1.7448509999999999,72.011528809156843,73.074428659649115,"E","E","E","|",".",".","."]
[1,6,24,{"$f":"INDEX(Assump!$C$30:$N$30,$A1660)*INDEX(Assump!$C$56:$FN$56,($B1660-1)*Hrs_in_dy+$C1660)","v":0.64047833533817744},{"$f":"INDEX(ePrice!$F1661:$K1661,P_Off)*EPrice_Fac","v":44.193103598865022},15.55141824553718,null,15.55141824553718,13.478988304093566,1.7448509999999999,60.348001863032529,73.074428659649115,"E","E","E","|",".",".","."]
[1,7,1,{"$f":"INDEX(Assump!$C$30:$N$30,$A1661)*INDEX(Assump!$C$56:$FN$56,($B1661-1)*Hrs_in_dy+$C1661)","v":0.64047833533817744},{"$f":"INDEX(ePrice!$F1662:$K1662,P_Off)*EPrice_Fac","v":41.006461415370346},15.55141824553718,null,15.55141824553718,13.478988304093566,1.7448509999999999,57.129171374654064,73.074428659649115,"E","E","E","|",0,0,0]
[1,7,2,{"$f":"INDEX(Assump!$C$30:$N$30,$A1662)*INDEX(Assump!$C$56:$FN$56,($B1662-1)*Hrs_in_dy+$C1662)","v":0.64047833533817744},{"$f":"INDEX(ePrice!$F1663:$K1663,P_Off)*EPrice_Fac","v":40.196679401682289},15.55141824553718,null,15.55141824553718,13.478988304093566,1.7448509999999999,56.311209744666129,73.074428659649115,"E","E","E","|",".",".","."]
[1,7,3,{"$f":"INDEX(Assump!$C$30:$N$30,$A1663)*INDEX(Assump!$C$56:$FN$56,($B1663-1)*Hrs_in_dy+$C1663)","v":0.64047833533817744},{"$f":"INDEX(ePrice!$F1664:$K1664,P_Off)*EPrice_Fac","v":45.782675699808252},15.55141824553718,null,15.55141824553718,13.478988304093566,1.7448509999999999,61.953630247823668,73.074428659649115,"E","E","E","|",".",".","."]
[1,7,4,{"$f":"INDEX(Assump!$C$30:$N$30,$A1664)*INDEX(Assump!$C$56:$FN$56,($B1664-1)*Hrs_in_dy+$C1664)","v":0.64047833533817744},{"$f":"INDEX(ePrice!$F1665:$K1665,P_Off)*EPrice_Fac","v":45.632716067643798},15.55141824553718,null,15.55141824553718,13.478988304093566,1.7448509999999999,61.802155871899977,73.074428659649115,"E","E","E","|",".",".","."]
[1,7,5,{"$f":"INDEX(Assump!$C$30:$N$30,$A1665)*INDEX(Assump!$C$56:$FN$56,($B1665-1)*Hrs_in_dy+$C1665)","v":0.64047833533817744},{"$f":"INDEX(ePrice!$F1666:$K1666,P_Off)*EPrice_Fac","v":42.048680858913315},15.55141824553718,null,15.55141824553718,13.478988304093566,1.7448509999999999,58.181918287323732,73.074428659649115,"E","E","E","|",".",".","."]
[1,7,6,{"$f":"INDEX(Assump!$C$30:$N$30,$A1666)*INDEX(Assump!$C$56:$FN$56,($B1666-1)*Hrs_in_dy+$C1666)","v":0.64047833533817744},{"$f":"INDEX(ePrice!$F1667:$K1667,P_Off)*EPrice_Fac","v":42.318608196809329},15.55141824553718,null,15.55141824553718,13.478988304093566,1.7448509999999999,58.45457216398637,73.074428659649115,"E","E","E","|",".",".","."]
[1,7,7,{"$f":"INDEX(Assump!$C$30:$N$30,$A1667)*INDEX(Assump!$C$56:$FN$56,($B1667-1)*Hrs_in_dy+$C1667)","v":0.64047833533817744},{"$f":"INDEX(ePrice!$F1668:$K1668,P_Off)*EPrice_Fac","v":41.66628379689395},15.55141824553718,null,15.55141824553718,13.478988304093566,1.7448509999999999,57.795658628718314,73.074428659649115,"E","E","E","|",".",".","."]
[1,7,8,{"$f":"INDEX(Assump!$C$30:$N$30,$A1668)*INDEX(Assump!$C$56:$FN$56,($B1668-1)*Hrs_in_dy+$C1668)","v":0.64047833533817744},{"$f":"INDEX(ePrice!$F1669:$K1669,P_Off)*EPrice_Fac","v":37.752337397401661},15.55141824553718,null,15.55141824553718,13.478988304093566,1.7448509999999999,53.842177417109937,73.074428659649115,"E","E","E","|",".",".","."]
[1,7,9,{"$f":"INDEX(Assump!$C$30:$N$30,$A1669)*INDEX(Assump!$C$56:$FN$56,($B1669-1)*Hrs_in_dy+$C1669)","v":0.64047833533817744},{"$f":"INDEX(ePrice!$F1670:$K1670,P_Off)*EPrice_Fac","v":40.684048206216765},{"$f":"Nwk_Elec_Var","v":15.55141824553718},null,15.55141824553718,{"$f":"IF(Other_fuel=\"Gas\",\nCHOOSE(Gas_price_option,Other_fuel_price_wholesale_flex,Gas_elec_m*$E1669+Gas_elec_c),\nOther_fuel_price_wholesale_flex)","v":13.478988304093566},{"$f":"IF(Other_fuel=\"Gas\",Nwk_Gas_Var,0)","v":1.7448509999999999},56.803501466418126,73.074428659649115,{"$f":"IF(K1669<L1669,ID_E,ID_O)","v":"E"},{"$f":"IF($C1669=1,IF(SUM($D1669:$D1692)=0,\".\",IF(SUMPRODUCT($K1669:$K1692,$D1669:$D1692)<SUMPRODUCT($L1669:$L1692,$D1669:$D1692),ID_E,ID_O)),N1668)","v":"E"},{"$f":"IF(SUM($B1669:$C1669)=2,IF(SUMPRODUCT($K1669:$K1836,$D1669:$D1836)<SUMPRODUCT($L1669:$L1836,$D1669:$D1836),ID_E,ID_O),O1668)","v":"E"},"|",{"$f":"IF($C1669=1,SUMIFS($D1669:$D1692,M1669:M1692,ID_O),\".\")","v":"."},{"$f":"IF($C1669=1,SUMIFS($D1669:$D1692,N1669:N1692,ID_O),\".\")","v":"."},{"$f":"IF($C1669=1,SUMIFS($D1669:$D1692,O1669:O1692,ID_O),\".\")","v":"."}]
[1,7,10,{"$f":"INDEX(Assump!$C$30:$N$30,$A1670)*INDEX(Assump!$C$56:$FN$56,($B1670-1)*Hrs_in_dy+$C1670)","v":0.64047833533817744},{"$f":"INDEX(ePrice!$F1671:$K1671,P_Off)*EPrice_Fac","v":37.902297029566114},15.55141824553718,null,{"$f":"SUM($F1670:$G1670)","v":15.55141824553718},13.478988304093566,1.7448509999999999,{"$f":"SUM(E1670,H1670)/COP_Elec","v":53.993651793033628},{"$f":"SUM(I1670:J1670)*GJ_MWh/COP_Other","v":73.074428659649115},"E","E","E","|",".",".","."]
[1,7,11,{"$f":"INDEX(Assump!$C$30:$N$30,$A1671)*INDEX(Assump!$C$56:$FN$56,($B1671-1)*Hrs_in_dy+$C1671)","v":0.64047833533817744},{"$f":"INDEX(ePrice!$F1672:$K1672,P_Off)*EPrice_Fac","v":35.765372271222631},15.55141824553718,null,15.55141824553718,13.478988304093566,1.7448509999999999,51.835141936121019,73.074428659649115,"E","E","E","|",".",".","."]
[1,7,12,{"$f":"INDEX(Assump!$C$30:$N$30,$A1672)*INDEX(Assump!$C$56:$FN$56,($B1672-1)*Hrs_in_dy+$C1672)","v":0.64047833533817744},{"$f":"INDEX(ePrice!$F1673:$K1673,P_Off)*EPrice_Fac","v":40.489100684402977},15.55141824553718,null,15.55141824553718,13.478988304093566,1.7448509999999999,56.60658477771733,73.074428659649115,"E","E","E","|",".",".","."]
[1,7,13,{"$f":"INDEX(Assump!$C$30:$N$30,$A1673)*INDEX(Assump!$C$56:$FN$56,($B1673-1)*Hrs_in_dy+$C1673)","v":0.64047833533817744},{"$f":"INDEX(ePrice!$F1674:$K1674,P_Off)*EPrice_Fac","v":35.248011540255256},15.55141824553718,null,15.55141824553718,13.478988304093566,1.7448509999999999,51.312555339184279,73.074428659649115,"E","E","E","|",".",".","."]
[1,7,14,{"$f":"INDEX(Assump!$C$30:$N$30,$A1674)*INDEX(Assump!$C$56:$FN$56,($B1674-1)*Hrs_in_dy+$C1674)","v":0.64047833533817744},{"$f":"INDEX(ePrice!$F1675:$K1675,P_Off)*EPrice_Fac","v":28.589803872153432},15.55141824553718,null,15.55141824553718,13.478988304093566,1.7448509999999999,44.587093048172335,73.074428659649115,"E","E","E","|",".",".","."]
[1,7,15,{"$f":"INDEX(Assump!$C$30:$N$30,$A1675)*INDEX(Assump!$C$56:$FN$56,($B1675-1)*Hrs_in_dy+$C1675)","v":0.64047833533817744},{"$f":"INDEX(ePrice!$F1676:$K1676,P_Off)*EPrice_Fac","v":33.90587283238338},15.55141824553718,null,15.55141824553718,13.478988304093566,1.7448509999999999,49.956859674667228,73.074428659649115,"E","E","E","|",".",".","."]
[1,7,16,{"$f":"INDEX(Assump!$C$30:$N$30,$A1676)*INDEX(Assump!$C$56:$FN$56,($B1676-1)*Hrs_in_dy+$C1676)","v":0.64047833533817744},{"$f":"INDEX(ePrice!$F1677:$K1677,P_Off)*EPrice_Fac","v":19.532242089420322},15.55141824553718,null,15.55141824553718,13.478988304093566,1.7448509999999999,35.438040742381311,73.074428659649115,"E","E","E","|",".",".","."]
[1,7,17,{"$f":"INDEX(Assump!$C$30:$N$30,$A1677)*INDEX(Assump!$C$56:$FN$56,($B1677-1)*Hrs_in_dy+$C1677)","v":0.64047833533817744},{"$f":"INDEX(ePrice!$F1678:$K1678,P_Off)*EPrice_Fac","v":50.933789064657304},15.55141824553718,null,15.55141824553718,13.478988304093566,1.7448509999999999,67.156775060802502,73.074428659649115,"E","E","E","|",".",".","."]
[1,7,18,{"$f":"INDEX(Assump!$C$30:$N$30,$A1678)*INDEX(Assump!$C$56:$FN$56,($B1678-1)*Hrs_in_dy+$C1678)","v":0.64047833533817744},{"$f":"INDEX(ePrice!$F1679:$K1679,P_Off)*EPrice_Fac","v":51.818550894427588},15.55141824553718,null,15.55141824553718,13.478988304093566,1.7448509999999999,68.050473878752285,73.074428659649115,"E","E","E","|",".",".","."]
[1,7,19,{"$f":"INDEX(Assump!$C$30:$N$30,$A1679)*INDEX(Assump!$C$56:$FN$56,($B1679-1)*Hrs_in_dy+$C1679)","v":0.64047833533817744},{"$f":"INDEX(ePrice!$F1680:$K1680,P_Off)*EPrice_Fac","v":50.73884154284351},15.55141824553718,null,15.55141824553718,13.478988304093566,1.7448509999999999,66.959858372101706,73.074428659649115,"E","E","E","|",".",".","."]
[1,7,20,{"$f":"INDEX(Assump!$C$30:$N$30,$A1680)*INDEX(Assump!$C$56:$FN$56,($B1680-1)*Hrs_in_dy+$C1680)","v":0.64047833533817744},{"$f":"INDEX(ePrice!$F1681:$K1681,P_Off)*EPrice_Fac","v":32.031377430327687},15.55141824553718,null,15.55141824553718,13.478988304093566,1.7448509999999999,48.063429975621077,73.074428659649115,"E","E","E","|",".",".","."]
[1,7,21,{"$f":"INDEX(Assump!$C$30:$N$30,$A1681)*INDEX(Assump!$C$56:$FN$56,($B1681-1)*Hrs_in_dy+$C1681)","v":0.64047833533817744},{"$f":"INDEX(ePrice!$F1682:$K1682,P_Off)*EPrice_Fac","v":25.328181872576529},15.55141824553718,null,15.55141824553718,13.478988304093566,1.7448509999999999,41.292525371832028,73.074428659649115,"E","E","E","|",".",".","."]
[1,7,22,{"$f":"INDEX(Assump!$C$30:$N$30,$A1682)*INDEX(Assump!$C$56:$FN$56,($B1682-1)*Hrs_in_dy+$C1682)","v":0.64047833533817744},{"$f":"INDEX(ePrice!$F1683:$K1683,P_Off)*EPrice_Fac","v":38.329681981234813},15.55141824553718,null,15.55141824553718,13.478988304093566,1.7448509999999999,54.425353764416151,73.074428659649115,"E","E","E","|",".",".","."]
[1,7,23,{"$f":"INDEX(Assump!$C$30:$N$30,$A1683)*INDEX(Assump!$C$56:$FN$56,($B1683-1)*Hrs_in_dy+$C1683)","v":0.64047833533817744},{"$f":"INDEX(ePrice!$F1684:$K1684,P_Off)*EPrice_Fac","v":37.332450427341186},15.55141824553718,null,15.55141824553718,13.478988304093566,1.7448509999999999,53.418049164523602,73.074428659649115,"E","E","E","|",".",".","."]
[1,7,24,{"$f":"INDEX(Assump!$C$30:$N$30,$A1684)*INDEX(Assump!$C$56:$FN$56,($B1684-1)*Hrs_in_dy+$C1684)","v":0.64047833533817744},{"$f":"INDEX(ePrice!$F1685:$K1685,P_Off)*EPrice_Fac","v":33.710925310569586},15.55141824553718,null,15.55141824553718,13.478988304093566,1.7448509999999999,49.759942985966426,73.074428659649115,"E","E","E","|",".",".","."]
[1,1,1,{"$f":"INDEX(Assump!$C$30:$N$30,$A1685)*INDEX(Assump!$C$56:$FN$56,($B1685-1)*Hrs_in_dy+$C1685)","v":0.64047833533817744},{"$f":"INDEX(ePrice!$F1686:$K1686,P_Off)*EPrice_Fac","v":9.1361075663084286},15.55141824553718,null,15.55141824553718,13.478988304093566,1.7448509999999999,24.936894759440012,73.074428659649115,"E","E","E","|",5.7643050180435971,0,0]
[1,1,2,{"$f":"INDEX(Assump!$C$30:$N$30,$A1686)*INDEX(Assump!$C$56:$FN$56,($B1686-1)*Hrs_in_dy+$C1686)","v":0.64047833533817744},{"$f":"INDEX(ePrice!$F1687:$K1687,P_Off)*EPrice_Fac","v":4.8847909483960317},15.55141824553718,null,15.55141824553718,13.478988304093566,1.7448509999999999,20.642635549427489,73.074428659649115,"E","E","E","|",".",".","."]
[1,1,3,{"$f":"INDEX(Assump!$C$30:$N$30,$A1687)*INDEX(Assump!$C$56:$FN$56,($B1687-1)*Hrs_in_dy+$C1687)","v":0.64047833533817744},{"$f":"INDEX(ePrice!$F1688:$K1688,P_Off)*EPrice_Fac","v":0.58420410477935258},15.55141824553718,null,15.55141824553718,13.478988304093566,1.7448509999999999,16.298608434663162,73.074428659649115,"E","E","E","|",".",".","."]
[1,1,4,{"$f":"INDEX(Assump!$C$30:$N$30,$A1688)*INDEX(Assump!$C$56:$FN$56,($B1688-1)*Hrs_in_dy+$C1688)","v":0.64047833533817744},{"$f":"INDEX(ePrice!$F1689:$K1689,P_Off)*EPrice_Fac","v":0.16188788445692898},15.55141824553718,null,15.55141824553718,13.478988304093566,1.7448509999999999,15.872026393933444,73.074428659649115,"E","E","E","|",".",".","."]
[1,1,5,{"$f":"INDEX(Assump!$C$30:$N$30,$A1689)*INDEX(Assump!$C$56:$FN$56,($B1689-1)*Hrs_in_dy+$C1689)","v":0.64047833533817744},{"$f":"INDEX(ePrice!$F1690:$K1690,P_Off)*EPrice_Fac","v":0.52085667173098893},15.55141824553718,null,15.55141824553718,13.478988304093566,1.7448509999999999,16.234621128553705,73.074428659649115,"E","E","E","|",".",".","."]
[1,1,6,{"$f":"INDEX(Assump!$C$30:$N$30,$A1690)*INDEX(Assump!$C$56:$FN$56,($B1690-1)*Hrs_in_dy+$C1690)","v":0.64047833533817744},{"$f":"INDEX(ePrice!$F1691:$K1691,P_Off)*EPrice_Fac","v":2.7028238100635105},15.55141824553718,null,15.55141824553718,13.478988304093566,1.7448509999999999,18.438628338990597,73.074428659649115,"E","E","E","|",".",".","."]
[1,1,7,{"$f":"INDEX(Assump!$C$30:$N$30,$A1691)*INDEX(Assump!$C$56:$FN$56,($B1691-1)*Hrs_in_dy+$C1691)","v":0.64047833533817744},{"$f":"INDEX(ePrice!$F1692:$K1692,P_Off)*EPrice_Fac","v":11.803738358011737},15.55141824553718,null,15.55141824553718,13.478988304093566,1.7448509999999999,27.631471316716077,73.074428659649115,"E","E","E","|",".",".","."]
[1,1,8,{"$f":"INDEX(Assump!$C$30:$N$30,$A1692)*INDEX(Assump!$C$56:$FN$56,($B1692-1)*Hrs_in_dy+$C1692)","v":0.64047833533817744},{"$f":"INDEX(ePrice!$F1693:$K1693,P_Off)*EPrice_Fac","v":14.239095228537712},15.55141824553718,null,15.55141824553718,13.478988304093566,1.7448509999999999,30.0914277515908,73.074428659649115,"E","E","E","|",".",".","."]
[1,1,9,{"$f":"INDEX(Assump!$C$30:$N$30,$A1693)*INDEX(Assump!$C$56:$FN$56,($B1693-1)*Hrs_in_dy+$C1693)","v":0.64047833533817744},{"$f":"INDEX(ePrice!$F1694:$K1694,P_Off)*EPrice_Fac","v":51.31845937284649},15.55141824553718,null,15.55141824553718,13.478988304093566,1.7448509999999999,67.545330927660274,73.074428659649115,"E","E","E","|",".",".","."]
[1,1,10,{"$f":"INDEX(Assump!$C$30:$N$30,$A1694)*INDEX(Assump!$C$56:$FN$56,($B1694-1)*Hrs_in_dy+$C1694)","v":0.64047833533817744},{"$f":"INDEX(ePrice!$F1695:$K1695,P_Off)*EPrice_Fac","v":72.934011249682541},15.55141824553718,null,15.55141824553718,13.478988304093566,1.7448509999999999,89.379221712343153,73.074428659649115,"G","E","E","|",".",".","."]
[1,1,11,{"$f":"INDEX(Assump!$C$30:$N$30,$A1695)*INDEX(Assump!$C$56:$FN$56,($B1695-1)*Hrs_in_dy+$C1695)","v":0.64047833533817744},{"$f":"INDEX(ePrice!$F1696:$K1696,P_Off)*EPrice_Fac","v":67.21162646431371},15.55141824553718,null,15.55141824553718,13.478988304093566,1.7448509999999999,83.599035060455449,73.074428659649115,"G","E","E","|",".",".","."]
[1,1,12,{"$f":"INDEX(Assump!$C$30:$N$30,$A1696)*INDEX(Assump!$C$56:$FN$56,($B1696-1)*Hrs_in_dy+$C1696)","v":0.64047833533817744},{"$f":"INDEX(ePrice!$F1697:$K1697,P_Off)*EPrice_Fac","v":56.801531633365961},15.55141824553718,null,15.55141824553718,13.478988304093566,1.7448509999999999,73.083787756467828,73.074428659649115,"G","E","E","|",".",".","."]
[1,1,13,{"$f":"INDEX(Assump!$C$30:$N$30,$A1697)*INDEX(Assump!$C$56:$FN$56,($B1697-1)*Hrs_in_dy+$C1697)","v":0.64047833533817744},{"$f":"INDEX(ePrice!$F1698:$K1698,P_Off)*EPrice_Fac","v":199.29806297382368},15.55141824553718,null,15.55141824553718,13.478988304093566,1.7448509999999999,217.0196779993544,73.074428659649115,"G","E","E","|",".",".","."]
[1,1,14,{"$f":"INDEX(Assump!$C$30:$N$30,$A1698)*INDEX(Assump!$C$56:$FN$56,($B1698-1)*Hrs_in_dy+$C1698)","v":0.64047833533817744},{"$f":"INDEX(ePrice!$F1699:$K1699,P_Off)*EPrice_Fac","v":99.59624195937154},15.55141824553718,null,15.55141824553718,13.478988304093566,1.7448509999999999,116.31076788374618,73.074428659649115,"G","E","E","|",".",".","."]
[1,1,15,{"$f":"INDEX(Assump!$C$30:$N$30,$A1699)*INDEX(Assump!$C$56:$FN$56,($B1699-1)*Hrs_in_dy+$C1699)","v":0.64047833533817744},{"$f":"INDEX(ePrice!$F1700:$K1700,P_Off)*EPrice_Fac","v":58.089596105349351},15.55141824553718,null,15.55141824553718,13.478988304093566,1.7448509999999999,74.38486298069347,73.074428659649115,"G","E","E","|",".",".","."]
[1,1,16,{"$f":"INDEX(Assump!$C$30:$N$30,$A1700)*INDEX(Assump!$C$56:$FN$56,($B1700-1)*Hrs_in_dy+$C1700)","v":0.64047833533817744},{"$f":"INDEX(ePrice!$F1701:$K1701,P_Off)*EPrice_Fac","v":68.52784535098526},15.55141824553718,null,15.55141824553718,13.478988304093566,1.7448509999999999,84.928549087396405,73.074428659649115,"G","E","E","|",".",".","."]
[1,1,17,{"$f":"INDEX(Assump!$C$30:$N$30,$A1701)*INDEX(Assump!$C$56:$FN$56,($B1701-1)*Hrs_in_dy+$C1701)","v":0.64047833533817744},{"$f":"INDEX(ePrice!$F1702:$K1702,P_Off)*EPrice_Fac","v":77.46687201447655},15.55141824553718,null,15.55141824553718,13.478988304093566,1.7448509999999999,93.957868949508821,73.074428659649115,"G","E","E","|",".",".","."]
[1,1,18,{"$f":"INDEX(Assump!$C$30:$N$30,$A1702)*INDEX(Assump!$C$56:$FN$56,($B1702-1)*Hrs_in_dy+$C1702)","v":0.64047833533817744},{"$f":"INDEX(ePrice!$F1703:$K1703,P_Off)*EPrice_Fac","v":92.684333153427886},15.55141824553718,null,15.55141824553718,13.478988304093566,1.7448509999999999,109.32904181713643,73.074428659649115,"G","E","E","|",".",".","."]
[1,1,19,{"$f":"INDEX(Assump!$C$30:$N$30,$A1703)*INDEX(Assump!$C$56:$FN$56,($B1703-1)*Hrs_in_dy+$C1703)","v":0.64047833533817744},{"$f":"INDEX(ePrice!$F1704:$K1704,P_Off)*EPrice_Fac","v":55.893551759672746},15.55141824553718,null,15.55141824553718,13.478988304093566,1.7448509999999999,72.166636368898921,73.074428659649115,"E","E","E","|",".",".","."]
[1,1,20,{"$f":"INDEX(Assump!$C$30:$N$30,$A1704)*INDEX(Assump!$C$56:$FN$56,($B1704-1)*Hrs_in_dy+$C1704)","v":0.64047833533817744},{"$f":"INDEX(ePrice!$F1705:$K1705,P_Off)*EPrice_Fac","v":27.225319003452235},15.55141824553718,null,15.55141824553718,13.478988304093566,1.7448509999999999,43.208825504029711,73.074428659649115,"E","E","E","|",".",".","."]
[1,1,21,{"$f":"INDEX(Assump!$C$30:$N$30,$A1705)*INDEX(Assump!$C$56:$FN$56,($B1705-1)*Hrs_in_dy+$C1705)","v":0.64047833533817744},{"$f":"INDEX(ePrice!$F1706:$K1706,P_Off)*EPrice_Fac","v":7.7283868319003508},15.55141824553718,null,15.55141824553718,13.478988304093566,1.7448509999999999,23.514954623674274,73.074428659649115,"E","E","E","|",".",".","."]
[1,1,22,{"$f":"INDEX(Assump!$C$30:$N$30,$A1706)*INDEX(Assump!$C$56:$FN$56,($B1706-1)*Hrs_in_dy+$C1706)","v":0.64047833533817744},{"$f":"INDEX(ePrice!$F1707:$K1707,P_Off)*EPrice_Fac","v":33.405213027503699},15.55141824553718,null,15.55141824553718,13.478988304093566,1.7448509999999999,49.451142700041288,73.074428659649115,"E","E","E","|",".",".","."]
[1,1,23,{"$f":"INDEX(Assump!$C$30:$N$30,$A1707)*INDEX(Assump!$C$56:$FN$56,($B1707-1)*Hrs_in_dy+$C1707)","v":0.64047833533817744},{"$f":"INDEX(ePrice!$F1708:$K1708,P_Off)*EPrice_Fac","v":13.788624593527127},15.55141824553718,null,15.55141824553718,13.478988304093566,1.7448509999999999,29.636406908145766,73.074428659649115,"E","E","E","|",".",".","."]
[1,1,24,{"$f":"INDEX(Assump!$C$30:$N$30,$A1708)*INDEX(Assump!$C$56:$FN$56,($B1708-1)*Hrs_in_dy+$C1708)","v":0.64047833533817744},{"$f":"INDEX(ePrice!$F1709:$K1709,P_Off)*EPrice_Fac","v":17.209385978138755},15.55141824553718,null,15.55141824553718,13.478988304093566,1.7448509999999999,33.091721438056496,73.074428659649115,"E","E","E","|",".",".","."]
[1,2,1,{"$f":"INDEX(Assump!$C$30:$N$30,$A1709)*INDEX(Assump!$C$56:$FN$56,($B1709-1)*Hrs_in_dy+$C1709)","v":0.64047833533817744},{"$f":"INDEX(ePrice!$F1710:$K1710,P_Off)*EPrice_Fac","v":4.3709728803370842},15.55141824553718,null,15.55141824553718,13.478988304093566,1.7448509999999999,20.123627399872994,73.074428659649115,"E","E","E","|",0,0,0]
[1,2,2,{"$f":"INDEX(Assump!$C$30:$N$30,$A1710)*INDEX(Assump!$C$56:$FN$56,($B1710-1)*Hrs_in_dy+$C1710)","v":0.64047833533817744},{"$f":"INDEX(ePrice!$F1711:$K1711,P_Off)*EPrice_Fac","v":0.21819671383325212},15.55141824553718,null,15.55141824553718,13.478988304093566,1.7448509999999999,15.928903999364074,73.074428659649115,"E","E","E","|",".",".","."]
[1,2,3,{"$f":"INDEX(Assump!$C$30:$N$30,$A1711)*INDEX(Assump!$C$56:$FN$56,($B1711-1)*Hrs_in_dy+$C1711)","v":0.64047833533817744},{"$f":"INDEX(ePrice!$F1712:$K1712,P_Off)*EPrice_Fac","v":6.3347433048363516E-2},15.55141824553718,null,15.55141824553718,13.478988304093566,1.7448509999999999,15.772490584429843,73.074428659649115,"E","E","E","|",".",".","."]
[1,2,4,{"$f":"INDEX(Assump!$C$30:$N$30,$A1712)*INDEX(Assump!$C$56:$FN$56,($B1712-1)*Hrs_in_dy+$C1712)","v":0.64047833533817744},{"$f":"INDEX(ePrice!$F1713:$K1713,P_Off)*EPrice_Fac","v":4.2231622032242351E-2},15.55141824553718,null,15.55141824553718,13.478988304093566,1.7448509999999999,15.751161482393355,73.074428659649115,"E","E","E","|",".",".","."]
[1,2,5,{"$f":"INDEX(Assump!$C$30:$N$30,$A1713)*INDEX(Assump!$C$56:$FN$56,($B1713-1)*Hrs_in_dy+$C1713)","v":0.64047833533817744},{"$f":"INDEX(ePrice!$F1714:$K1714,P_Off)*EPrice_Fac","v":4.2231622032242351E-2},15.55141824553718,null,15.55141824553718,13.478988304093566,1.7448509999999999,15.751161482393355,73.074428659649115,"E","E","E","|",".",".","."]
[1,2,6,{"$f":"INDEX(Assump!$C$30:$N$30,$A1714)*INDEX(Assump!$C$56:$FN$56,($B1714-1)*Hrs_in_dy+$C1714)","v":0.64047833533817744},{"$f":"INDEX(ePrice!$F1715:$K1715,P_Off)*EPrice_Fac","v":0.1689264881289694},15.55141824553718,null,15.55141824553718,13.478988304093566,1.7448509999999999,15.879136094612273,73.074428659649115,"E","E","E","|",".",".","."]
[1,2,7,{"$f":"INDEX(Assump!$C$30:$N$30,$A1715)*INDEX(Assump!$C$56:$FN$56,($B1715-1)*Hrs_in_dy+$C1715)","v":0.64047833533817744},{"$f":"INDEX(ePrice!$F1716:$K1716,P_Off)*EPrice_Fac","v":1.745573710666017},15.55141824553718,null,15.55141824553718,13.478988304093566,1.7448509999999999,17.471709046669897,73.074428659649115,"E","E","E","|",".",".","."]
[1,2,8,{"$f":"INDEX(Assump!$C$30:$N$30,$A1716)*INDEX(Assump!$C$56:$FN$56,($B1716-1)*Hrs_in_dy+$C1716)","v":0.64047833533817744},{"$f":"INDEX(ePrice!$F1717:$K1717,P_Off)*EPrice_Fac","v":4.3709728803370833},15.55141824553718,null,15.55141824553718,13.478988304093566,1.7448509999999999,20.123627399872994,73.074428659649115,"E","E","E","|",".",".","."]
[1,2,9,{"$f":"INDEX(Assump!$C$30:$N$30,$A1717)*INDEX(Assump!$C$56:$FN$56,($B1717-1)*Hrs_in_dy+$C1717)","v":0.64047833533817744},{"$f":"INDEX(ePrice!$F1718:$K1718,P_Off)*EPrice_Fac","v":5.0466788328529608},15.55141824553718,null,15.55141824553718,13.478988304093566,1.7448509999999999,20.806158665040545,73.074428659649115,"E","E","E","|",".",".","."]
[1,2,10,{"$f":"INDEX(Assump!$C$30:$N$30,$A1718)*INDEX(Assump!$C$56:$FN$56,($B1718-1)*Hrs_in_dy+$C1718)","v":0.64047833533817744},{"$f":"INDEX(ePrice!$F1719:$K1719,P_Off)*EPrice_Fac","v":5.4478792421592628},15.55141824553718,null,15.55141824553718,13.478988304093566,1.7448509999999999,21.211411603733779,73.074428659649115,"E","E","E","|",".",".","."]
[1,2,11,{"$f":"INDEX(Assump!$C$30:$N$30,$A1719)*INDEX(Assump!$C$56:$FN$56,($B1719-1)*Hrs_in_dy+$C1719)","v":0.64047833533817744},{"$f":"INDEX(ePrice!$F1720:$K1720,P_Off)*EPrice_Fac","v":5.9476201028741302},15.55141824553718,null,15.55141824553718,13.478988304093566,1.7448509999999999,21.716200351930617,73.074428659649115,"E","E","E","|",".",".","."]
[1,2,12,{"$f":"INDEX(Assump!$C$30:$N$30,$A1720)*INDEX(Assump!$C$56:$FN$56,($B1720-1)*Hrs_in_dy+$C1720)","v":0.64047833533817744},{"$f":"INDEX(ePrice!$F1721:$K1721,P_Off)*EPrice_Fac","v":15.548275511537227},15.55141824553718,null,15.55141824553718,13.478988304093566,1.7448509999999999,31.413832077852934,73.074428659649115,"E","E","E","|",".",".","."]
[1,2,13,{"$f":"INDEX(Assump!$C$30:$N$30,$A1721)*INDEX(Assump!$C$56:$FN$56,($B1721-1)*Hrs_in_dy+$C1721)","v":0.64047833533817744},{"$f":"INDEX(ePrice!$F1722:$K1722,P_Off)*EPrice_Fac","v":21.186197052841582},15.55141824553718,null,15.55141824553718,13.478988304093566,1.7448509999999999,37.108702321594713,73.074428659649115,"E","E","E","|",".",".","."]
[1,2,14,{"$f":"INDEX(Assump!$C$30:$N$30,$A1722)*INDEX(Assump!$C$56:$FN$56,($B1722-1)*Hrs_in_dy+$C1722)","v":0.64047833533817744},{"$f":"INDEX(ePrice!$F1723:$K1723,P_Off)*EPrice_Fac","v":26.204721471006376},15.55141824553718,null,15.55141824553718,13.478988304093566,1.7448509999999999,42.177918905599554,73.074428659649115,"E","E","E","|",".",".","."]
[1,2,15,{"$f":"INDEX(Assump!$C$30:$N$30,$A1723)*INDEX(Assump!$C$56:$FN$56,($B1723-1)*Hrs_in_dy+$C1723)","v":0.64047833533817744},{"$f":"INDEX(ePrice!$F1724:$K1724,P_Off)*EPrice_Fac","v":26.155451245302093},15.55141824553718,null,15.55141824553718,13.478988304093566,1.7448509999999999,42.128151000847751,73.074428659649115,"E","E","E","|",".",".","."]
[1,2,16,{"$f":"INDEX(Assump!$C$30:$N$30,$A1724)*INDEX(Assump!$C$56:$FN$56,($B1724-1)*Hrs_in_dy+$C1724)","v":0.64047833533817744},{"$f":"INDEX(ePrice!$F1725:$K1725,P_Off)*EPrice_Fac","v":40.408623681183883},15.55141824553718,null,15.55141824553718,13.478988304093566,1.7448509999999999,56.525294875475822,73.074428659649115,"E","E","E","|",".",".","."]
[1,2,17,{"$f":"INDEX(Assump!$C$30:$N$30,$A1725)*INDEX(Assump!$C$56:$FN$56,($B1725-1)*Hrs_in_dy+$C1725)","v":0.64047833533817744},{"$f":"INDEX(ePrice!$F1726:$K1726,P_Off)*EPrice_Fac","v":34.876281194960136},15.55141824553718,null,15.55141824553718,13.478988304093566,1.7448509999999999,50.937070141916479,73.074428659649115,"E","E","E","|",".",".","."]
[1,2,18,{"$f":"INDEX(Assump!$C$30:$N$30,$A1726)*INDEX(Assump!$C$56:$FN$56,($B1726-1)*Hrs_in_dy+$C1726)","v":0.64047833533817744},{"$f":"INDEX(ePrice!$F1727:$K1727,P_Off)*EPrice_Fac","v":24.789962132926256},15.55141824553718,null,15.55141824553718,13.478988304093566,1.7448509999999999,40.748869069154985,73.074428659649115,"E","E","E","|",".",".","."]
[1,2,19,{"$f":"INDEX(Assump!$C$30:$N$30,$A1727)*INDEX(Assump!$C$56:$FN$56,($B1727-1)*Hrs_in_dy+$C1727)","v":0.64047833533817744},{"$f":"INDEX(ePrice!$F1728:$K1728,P_Off)*EPrice_Fac","v":27.936217974328311},15.55141824553718,null,15.55141824553718,13.478988304093566,1.7448509999999999,43.926905272591405,73.074428659649115,"E","E","E","|",".",".","."]
[1,2,20,{"$f":"INDEX(Assump!$C$30:$N$30,$A1728)*INDEX(Assump!$C$56:$FN$56,($B1728-1)*Hrs_in_dy+$C1728)","v":0.64047833533817744},{"$f":"INDEX(ePrice!$F1729:$K1729,P_Off)*EPrice_Fac","v":22.002675078798266},15.55141824553718,null,15.55141824553718,13.478988304093566,1.7448509999999999,37.933427600338838,73.074428659649115,"E","E","E","|",".",".","."]
[1,2,21,{"$f":"INDEX(Assump!$C$30:$N$30,$A1729)*INDEX(Assump!$C$56:$FN$56,($B1729-1)*Hrs_in_dy+$C1729)","v":0.64047833533817744},{"$f":"INDEX(ePrice!$F1730:$K1730,P_Off)*EPrice_Fac","v":14.232056624865672},15.55141824553718,null,15.55141824553718,13.478988304093566,1.7448509999999999,30.084318050911971,73.074428659649115,"E","E","E","|",".",".","."]
[1,2,22,{"$f":"INDEX(Assump!$C$30:$N$30,$A1730)*INDEX(Assump!$C$56:$FN$56,($B1730-1)*Hrs_in_dy+$C1730)","v":0.64047833533817744},{"$f":"INDEX(ePrice!$F1731:$K1731,P_Off)*EPrice_Fac","v":26.577767465624518},15.55141824553718,null,15.55141824553718,13.478988304093566,1.7448509999999999,42.554733041577471,73.074428659649115,"E","E","E","|",".",".","."]
[1,2,23,{"$f":"INDEX(Assump!$C$30:$N$30,$A1731)*INDEX(Assump!$C$56:$FN$56,($B1731-1)*Hrs_in_dy+$C1731)","v":0.64047833533817744},{"$f":"INDEX(ePrice!$F1732:$K1732,P_Off)*EPrice_Fac","v":14.999264425118072},15.55141824553718,null,15.55141824553718,13.478988304093566,1.7448509999999999,30.859275424904297,73.074428659649115,"E","E","E","|",".",".","."]
[1,2,24,{"$f":"INDEX(Assump!$C$30:$N$30,$A1732)*INDEX(Assump!$C$56:$FN$56,($B1732-1)*Hrs_in_dy+$C1732)","v":0.64047833533817744},{"$f":"INDEX(ePrice!$F1733:$K1733,P_Off)*EPrice_Fac","v":1.5696086188650074},15.55141824553718,null,15.55141824553718,13.478988304093566,1.7448509999999999,17.293966529699176,73.074428659649115,"E","E","E","|",".",".","."]
[1,3,1,{"$f":"INDEX(Assump!$C$30:$N$30,$A1733)*INDEX(Assump!$C$56:$FN$56,($B1733-1)*Hrs_in_dy+$C1733)","v":0.64047833533817744},{"$f":"INDEX(ePrice!$F1734:$K1734,P_Off)*EPrice_Fac","v":0.35896878727405995},{"$f":"Nwk_Elec_Var","v":15.55141824553718},null,15.55141824553718,{"$f":"IF(Other_fuel=\"Gas\",\nCHOOSE(Gas_price_option,Other_fuel_price_wholesale_flex,Gas_elec_m*$E1733+Gas_elec_c),\nOther_fuel_price_wholesale_flex)","v":13.478988304093566},{"$f":"IF(Other_fuel=\"Gas\",Nwk_Gas_Var,0)","v":1.7448509999999999},16.071098012940645,73.074428659649115,{"$f":"IF(K1733<L1733,ID_E,ID_O)","v":"E"},{"$f":"IF($C1733=1,IF(SUM($D1733:$D1756)=0,\".\",IF(SUMPRODUCT($K1733:$K1756,$D1733:$D1756)<SUMPRODUCT($L1733:$L1756,$D1733:$D1756),ID_E,ID_O)),N1732)","v":"E"},{"$f":"IF(SUM($B1733:$C1733)=2,IF(SUMPRODUCT($K1733:$K1900,$D1733:$D1900)<SUMPRODUCT($L1733:$L1900,$D1733:$D1900),ID_E,ID_O),O1732)","v":"E"},"|",{"$f":"IF($C1733=1,SUMIFS($D1733:$D1756,M1733:M1756,ID_O),\".\")","v":3.2023916766908873},{"$f":"IF($C1733=1,SUMIFS($D1733:$D1756,N1733:N1756,ID_O),\".\")","v":0},{"$f":"IF($C1733=1,SUMIFS($D1733:$D1756,O1733:O1756,ID_O),\".\")","v":0}]
[1,3,2,{"$f":"INDEX(Assump!$C$30:$N$30,$A1734)*INDEX(Assump!$C$56:$FN$56,($B1734-1)*Hrs_in_dy+$C1734)","v":0.64047833533817744},{"$f":"INDEX(ePrice!$F1735:$K1735,P_Off)*EPrice_Fac","v":2.1115811016121176E-2},15.55141824553718,null,{"$f":"SUM($F1734:$G1734)","v":15.55141824553718},13.478988304093566,1.7448509999999999,{"$f":"SUM(E1734,H1734)/COP_Elec","v":15.729832380356871},{"$f":"SUM(I1734:J1734)*GJ_MWh/COP_Other","v":73.074428659649115},"E","E","E","|",".",".","."]
[1,3,3,{"$f":"INDEX(Assump!$C$30:$N$30,$A1735)*INDEX(Assump!$C$56:$FN$56,($B1735-1)*Hrs_in_dy+$C1735)","v":0.64047833533817744},{"$f":"INDEX(ePrice!$F1736:$K1736,P_Off)*EPrice_Fac","v":1.4077207344080784E-2},15.55141824553718,null,15.55141824553718,13.478988304093566,1.7448509999999999,15.722722679678041,73.074428659649115,"E","E","E","|",".",".","."]
[1,3,4,{"$f":"INDEX(Assump!$C$30:$N$30,$A1736)*INDEX(Assump!$C$56:$FN$56,($B1736-1)*Hrs_in_dy+$C1736)","v":0.64047833533817744},{"$f":"INDEX(ePrice!$F1737:$K1737,P_Off)*EPrice_Fac","v":1.4077207344080784E-2},15.55141824553718,null,15.55141824553718,13.478988304093566,1.7448509999999999,15.722722679678041,73.074428659649115,"E","E","E","|",".",".","."]
[1,3,5,{"$f":"INDEX(Assump!$C$30:$N$30,$A1737)*INDEX(Assump!$C$56:$FN$56,($B1737-1)*Hrs_in_dy+$C1737)","v":0.64047833533817744},{"$f":"INDEX(ePrice!$F1738:$K1738,P_Off)*EPrice_Fac","v":2.1115811016121176E-2},15.55141824553718,null,15.55141824553718,13.478988304093566,1.7448509999999999,15.729832380356871,73.074428659649115,"E","E","E","|",".",".","."]
[1,3,6,{"$f":"INDEX(Assump!$C$30:$N$30,$A1738)*INDEX(Assump!$C$56:$FN$56,($B1738-1)*Hrs_in_dy+$C1738)","v":0.64047833533817744},{"$f":"INDEX(ePrice!$F1739:$K1739,P_Off)*EPrice_Fac","v":6.334743304836353E-2},15.55141824553718,null,15.55141824553718,13.478988304093566,1.7448509999999999,15.772490584429843,73.074428659649115,"E","E","E","|",".",".","."]
[1,3,7,{"$f":"INDEX(Assump!$C$30:$N$30,$A1739)*INDEX(Assump!$C$56:$FN$56,($B1739-1)*Hrs_in_dy+$C1739)","v":0.64047833533817744},{"$f":"INDEX(ePrice!$F1740:$K1740,P_Off)*EPrice_Fac","v":0.26746693953753492},15.55141824553718,null,15.55141824553718,13.478988304093566,1.7448509999999999,15.978671904115874,73.074428659649115,"E","E","E","|",".",".","."]
[1,3,8,{"$f":"INDEX(Assump!$C$30:$N$30,$A1740)*INDEX(Assump!$C$56:$FN$56,($B1740-1)*Hrs_in_dy+$C1740)","v":0.64047833533817744},{"$f":"INDEX(ePrice!$F1741:$K1741,P_Off)*EPrice_Fac","v":3.9838496783748618},15.55141824553718,null,15.55141824553718,13.478988304093566,1.7448509999999999,19.732593862537417,73.074428659649115,"E","E","E","|",".",".","."]
[1,3,9,{"$f":"INDEX(Assump!$C$30:$N$30,$A1741)*INDEX(Assump!$C$56:$FN$56,($B1741-1)*Hrs_in_dy+$C1741)","v":0.64047833533817744},{"$f":"INDEX(ePrice!$F1742:$K1742,P_Off)*EPrice_Fac","v":25.46566808544214},15.55141824553718,null,15.55141824553718,13.478988304093566,1.7448509999999999,41.431400334322547,73.074428659649115,"E","E","E","|",".",".","."]
[1,3,10,{"$f":"INDEX(Assump!$C$30:$N$30,$A1742)*INDEX(Assump!$C$56:$FN$56,($B1742-1)*Hrs_in_dy+$C1742)","v":0.64047833533817744},{"$f":"INDEX(ePrice!$F1743:$K1743,P_Off)*EPrice_Fac","v":39.620300069915359},15.55141824553718,null,15.55141824553718,13.478988304093566,1.7448509999999999,55.729008399447011,73.074428659649115,"E","E","E","|",".",".","."]
[1,3,11,{"$f":"INDEX(Assump!$C$30:$N$30,$A1743)*INDEX(Assump!$C$56:$FN$56,($B1743-1)*Hrs_in_dy+$C1743)","v":0.64047833533817744},{"$f":"INDEX(ePrice!$F1744:$K1744,P_Off)*EPrice_Fac","v":52.050474154738687},15.55141824553718,null,15.55141824553718,13.478988304093566,1.7448509999999999,68.284739798258457,73.074428659649115,"E","E","E","|",".",".","."]
[1,3,12,{"$f":"INDEX(Assump!$C$30:$N$30,$A1744)*INDEX(Assump!$C$56:$FN$56,($B1744-1)*Hrs_in_dy+$C1744)","v":0.64047833533817744},{"$f":"INDEX(ePrice!$F1745:$K1745,P_Off)*EPrice_Fac","v":39.908882820469024},15.55141824553718,null,15.55141824553718,13.478988304093566,1.7448509999999999,56.020506127278992,73.074428659649115,"E","E","E","|",".",".","."]
[1,3,13,{"$f":"INDEX(Assump!$C$30:$N$30,$A1745)*INDEX(Assump!$C$56:$FN$56,($B1745-1)*Hrs_in_dy+$C1745)","v":0.64047833533817744},{"$f":"INDEX(ePrice!$F1746:$K1746,P_Off)*EPrice_Fac","v":238.20746407286296},15.55141824553718,null,15.55141824553718,13.478988304093566,1.7448509999999999,256.32210335191934,73.074428659649115,"G","E","E","|",".",".","."]
[1,3,14,{"$f":"INDEX(Assump!$C$30:$N$30,$A1746)*INDEX(Assump!$C$56:$FN$56,($B1746-1)*Hrs_in_dy+$C1746)","v":0.64047833533817744},{"$f":"INDEX(ePrice!$F1747:$K1747,P_Off)*EPrice_Fac","v":308.01633529215962},15.55141824553718,null,15.55141824553718,13.478988304093566,1.7448509999999999,326.83611468454228,73.074428659649115,"G","E","E","|",".",".","."]
[1,3,15,{"$f":"INDEX(Assump!$C$30:$N$30,$A1747)*INDEX(Assump!$C$56:$FN$56,($B1747-1)*Hrs_in_dy+$C1747)","v":0.64047833533817744},{"$f":"INDEX(ePrice!$F1748:$K1748,P_Off)*EPrice_Fac","v":65.318242076534844},15.55141824553718,null,15.55141824553718,13.478988304093566,1.7448509999999999,81.686525577850531,73.074428659649115,"G","E","E","|",".",".","."]
[1,3,16,{"$f":"INDEX(Assump!$C$30:$N$30,$A1748)*INDEX(Assump!$C$56:$FN$56,($B1748-1)*Hrs_in_dy+$C1748)","v":0.64047833533817744},{"$f":"INDEX(ePrice!$F1749:$K1749,P_Off)*EPrice_Fac","v":67.929564038861812},15.55141824553718,null,15.55141824553718,13.478988304093566,1.7448509999999999,84.324224529695954,73.074428659649115,"G","E","E","|",".",".","."]
[1,3,17,{"$f":"INDEX(Assump!$C$30:$N$30,$A1749)*INDEX(Assump!$C$56:$FN$56,($B1749-1)*Hrs_in_dy+$C1749)","v":0.64047833533817744},{"$f":"INDEX(ePrice!$F1750:$K1750,P_Off)*EPrice_Fac","v":66.930082317432095},15.55141824553718,null,15.55141824553718,13.478988304093566,1.7448509999999999,83.314647033302293,73.074428659649115,"G","E","E","|",".",".","."]
[1,3,18,{"$f":"INDEX(Assump!$C$30:$N$30,$A1750)*INDEX(Assump!$C$56:$FN$56,($B1750-1)*Hrs_in_dy+$C1750)","v":0.64047833533817744},{"$f":"INDEX(ePrice!$F1751:$K1751,P_Off)*EPrice_Fac","v":54.901108641915059},15.55141824553718,null,15.55141824553718,13.478988304093566,1.7448509999999999,71.164168573184085,73.074428659649115,"E","E","E","|",".",".","."]
[1,3,19,{"$f":"INDEX(Assump!$C$30:$N$30,$A1751)*INDEX(Assump!$C$56:$FN$56,($B1751-1)*Hrs_in_dy+$C1751)","v":0.64047833533817744},{"$f":"INDEX(ePrice!$F1752:$K1752,P_Off)*EPrice_Fac","v":38.874208080679082},15.55141824553718,null,15.55141824553718,13.478988304093566,1.7448509999999999,54.975380127491171,73.074428659649115,"E","E","E","|",".",".","."]
[1,3,20,{"$f":"INDEX(Assump!$C$30:$N$30,$A1752)*INDEX(Assump!$C$56:$FN$56,($B1752-1)*Hrs_in_dy+$C1752)","v":0.64047833533817744},{"$f":"INDEX(ePrice!$F1753:$K1753,P_Off)*EPrice_Fac","v":37.382024102206515},15.55141824553718,null,15.55141824553718,13.478988304093566,1.7448509999999999,53.468123583579491,73.074428659649115,"E","E","E","|",".",".","."]
[1,3,21,{"$f":"INDEX(Assump!$C$30:$N$30,$A1753)*INDEX(Assump!$C$56:$FN$56,($B1753-1)*Hrs_in_dy+$C1753)","v":0.64047833533817744},{"$f":"INDEX(ePrice!$F1754:$K1754,P_Off)*EPrice_Fac","v":34.130189205723852},15.55141824553718,null,15.55141824553718,13.478988304093566,1.7448509999999999,50.183441869960639,73.074428659649115,"E","E","E","|",".",".","."]
[1,3,22,{"$f":"INDEX(Assump!$C$30:$N$30,$A1754)*INDEX(Assump!$C$56:$FN$56,($B1754-1)*Hrs_in_dy+$C1754)","v":0.64047833533817744},{"$f":"INDEX(ePrice!$F1755:$K1755,P_Off)*EPrice_Fac","v":50.424556706497356},15.55141824553718,null,15.55141824553718,13.478988304093566,1.7448509999999999,66.642398941449031,73.074428659649115,"E","E","E","|",".",".","."]
[1,3,23,{"$f":"INDEX(Assump!$C$30:$N$30,$A1755)*INDEX(Assump!$C$56:$FN$56,($B1755-1)*Hrs_in_dy+$C1755)","v":0.64047833533817744},{"$f":"INDEX(ePrice!$F1756:$K1756,P_Off)*EPrice_Fac","v":28.97089271411825},15.55141824553718,null,15.55141824553718,13.478988304093566,1.7448509999999999,44.972031272379219,73.074428659649115,"E","E","E","|",".",".","."]
[1,3,24,{"$f":"INDEX(Assump!$C$30:$N$30,$A1756)*INDEX(Assump!$C$56:$FN$56,($B1756-1)*Hrs_in_dy+$C1756)","v":0.64047833533817744},{"$f":"INDEX(ePrice!$F1757:$K1757,P_Off)*EPrice_Fac","v":24.97296582839931},15.55141824553718,null,15.55141824553718,13.478988304093566,1.7448509999999999,40.933721286804534,73.074428659649115,"E","E","E","|",".",".","."]
[1,4,1,{"$f":"INDEX(Assump!$C$30:$N$30,$A1757)*INDEX(Assump!$C$56:$FN$56,($B1757-1)*Hrs_in_dy+$C1757)","v":0.64047833533817744},{"$f":"INDEX(ePrice!$F1758:$K1758,P_Off)*EPrice_Fac","v":6.8907929949275424},15.55141824553718,null,15.55141824553718,13.478988304093566,1.7448509999999999,22.66890024289366,73.074428659649115,"E","E","E","|",3.2023916766908873,0,0]
[1,4,2,{"$f":"INDEX(Assump!$C$30:$N$30,$A1758)*INDEX(Assump!$C$56:$FN$56,($B1758-1)*Hrs_in_dy+$C1758)","v":0.64047833533817744},{"$f":"INDEX(ePrice!$F1759:$K1759,P_Off)*EPrice_Fac","v":4.1386989591597514},15.55141824553718,null,15.55141824553718,13.478988304093566,1.7448509999999999,19.889007277471649,73.074428659649115,"E","E","E","|",".",".","."]
[1,4,3,{"$f":"INDEX(Assump!$C$30:$N$30,$A1759)*INDEX(Assump!$C$56:$FN$56,($B1759-1)*Hrs_in_dy+$C1759)","v":0.64047833533817744},{"$f":"INDEX(ePrice!$F1760:$K1760,P_Off)*EPrice_Fac","v":0.4223162203224235},15.55141824553718,null,15.55141824553718,13.478988304093566,1.7448509999999999,16.135085319050106,73.074428659649115,"E","E","E","|",".",".","."]
[1,4,4,{"$f":"INDEX(Assump!$C$30:$N$30,$A1760)*INDEX(Assump!$C$56:$FN$56,($B1760-1)*Hrs_in_dy+$C1760)","v":0.64047833533817744},{"$f":"INDEX(ePrice!$F1761:$K1761,P_Off)*EPrice_Fac","v":0.30265995789773686},15.55141824553718,null,15.55141824553718,13.478988304093566,1.7448509999999999,16.014220407510017,73.074428659649115,"E","E","E","|",".",".","."]
[1,4,5,{"$f":"INDEX(Assump!$C$30:$N$30,$A1761)*INDEX(Assump!$C$56:$FN$56,($B1761-1)*Hrs_in_dy+$C1761)","v":0.64047833533817744},{"$f":"INDEX(ePrice!$F1762:$K1762,P_Off)*EPrice_Fac","v":0.18300369547305018},15.55141824553718,null,15.55141824553718,13.478988304093566,1.7448509999999999,15.89335549596993,73.074428659649115,"E","E","E","|",".",".","."]
[1,4,6,{"$f":"INDEX(Assump!$C$30:$N$30,$A1762)*INDEX(Assump!$C$56:$FN$56,($B1762-1)*Hrs_in_dy+$C1762)","v":0.64047833533817744},{"$f":"INDEX(ePrice!$F1763:$K1763,P_Off)*EPrice_Fac","v":3.3151823295310248},15.55141824553718,null,15.55141824553718,13.478988304093566,1.7448509999999999,19.057172298048691,73.074428659649115,"E","E","E","|",".",".","."]
[1,4,7,{"$f":"INDEX(Assump!$C$30:$N$30,$A1763)*INDEX(Assump!$C$56:$FN$56,($B1763-1)*Hrs_in_dy+$C1763)","v":0.64047833533817744},{"$f":"INDEX(ePrice!$F1764:$K1764,P_Off)*EPrice_Fac","v":19.342082890766996},15.55141824553718,null,15.55141824553718,13.478988304093566,1.7448509999999999,35.245960743741591,73.074428659649115,"E","E","E","|",".",".","."]
[1,4,8,{"$f":"INDEX(Assump!$C$30:$N$30,$A1764)*INDEX(Assump!$C$56:$FN$56,($B1764-1)*Hrs_in_dy+$C1764)","v":0.64047833533817744},{"$f":"INDEX(ePrice!$F1765:$K1765,P_Off)*EPrice_Fac","v":40.739438053769788},15.55141824553718,null,15.55141824553718,13.478988304093566,1.7448509999999999,56.859450807380775,73.074428659649115,"E","E","E","|",".",".","."]
[1,4,9,{"$f":"INDEX(Assump!$C$30:$N$30,$A1765)*INDEX(Assump!$C$56:$FN$56,($B1765-1)*Hrs_in_dy+$C1765)","v":0.64047833533817744},{"$f":"INDEX(ePrice!$F1766:$K1766,P_Off)*EPrice_Fac","v":48.890141105992569},15.55141824553718,null,15.55141824553718,13.478988304093566,1.7448509999999999,65.092484193464387,73.074428659649115,"E","E","E","|",".",".","."]
[1,4,10,{"$f":"INDEX(Assump!$C$30:$N$30,$A1766)*INDEX(Assump!$C$56:$FN$56,($B1766-1)*Hrs_in_dy+$C1766)","v":0.64047833533817744},{"$f":"INDEX(ePrice!$F1767:$K1767,P_Off)*EPrice_Fac","v":66.148797309835615},15.55141824553718,null,15.55141824553718,13.478988304093566,1.7448509999999999,82.525470257952321,73.074428659649115,"G","E","E","|",".",".","."]
[1,4,11,{"$f":"INDEX(Assump!$C$30:$N$30,$A1767)*INDEX(Assump!$C$56:$FN$56,($B1767-1)*Hrs_in_dy+$C1767)","v":0.64047833533817744},{"$f":"INDEX(ePrice!$F1768:$K1768,P_Off)*EPrice_Fac","v":124.48474454370637},15.55141824553718,null,15.55141824553718,13.478988304093566,1.7448509999999999,141.45066948408439,73.074428659649115,"G","E","E","|",".",".","."]
[1,4,12,{"$f":"INDEX(Assump!$C$30:$N$30,$A1768)*INDEX(Assump!$C$56:$FN$56,($B1768-1)*Hrs_in_dy+$C1768)","v":0.64047833533817744},{"$f":"INDEX(ePrice!$F1769:$K1769,P_Off)*EPrice_Fac","v":75.277866272471996},15.55141824553718,null,15.55141824553718,13.478988304093566,1.7448509999999999,91.746752038393112,73.074428659649115,"G","E","E","|",".",".","."]
[1,4,13,{"$f":"INDEX(Assump!$C$30:$N$30,$A1769)*INDEX(Assump!$C$56:$FN$56,($B1769-1)*Hrs_in_dy+$C1769)","v":0.64047833533817744},{"$f":"INDEX(ePrice!$F1770:$K1770,P_Off)*EPrice_Fac","v":55.203768599812797},15.55141824553718,null,15.55141824553718,13.478988304093566,1.7448509999999999,71.469885702373716,73.074428659649115,"E","E","E","|",".",".","."]
[1,4,14,{"$f":"INDEX(Assump!$C$30:$N$30,$A1770)*INDEX(Assump!$C$56:$FN$56,($B1770-1)*Hrs_in_dy+$C1770)","v":0.64047833533817744},{"$f":"INDEX(ePrice!$F1771:$K1771,P_Off)*EPrice_Fac","v":38.733436007238275},15.55141824553718,null,15.55141824553718,13.478988304093566,1.7448509999999999,54.8331861139146,73.074428659649115,"E","E","E","|",".",".","."]
[1,4,15,{"$f":"INDEX(Assump!$C$30:$N$30,$A1771)*INDEX(Assump!$C$56:$FN$56,($B1771-1)*Hrs_in_dy+$C1771)","v":0.64047833533817744},{"$f":"INDEX(ePrice!$F1772:$K1772,P_Off)*EPrice_Fac","v":38.698242988878071},15.55141824553718,null,15.55141824553718,13.478988304093566,1.7448509999999999,54.797637610520454,73.074428659649115,"E","E","E","|",".",".","."]
[1,4,16,{"$f":"INDEX(Assump!$C$30:$N$30,$A1772)*INDEX(Assump!$C$56:$FN$56,($B1772-1)*Hrs_in_dy+$C1772)","v":0.64047833533817744},{"$f":"INDEX(ePrice!$F1773:$K1773,P_Off)*EPrice_Fac","v":40.091886515942072},15.55141824553718,null,15.55141824553718,13.478988304093566,1.7448509999999999,56.205358344928534,73.074428659649115,"E","E","E","|",".",".","."]
[1,4,17,{"$f":"INDEX(Assump!$C$30:$N$30,$A1773)*INDEX(Assump!$C$56:$FN$56,($B1773-1)*Hrs_in_dy+$C1773)","v":0.64047833533817744},{"$f":"INDEX(ePrice!$F1774:$K1774,P_Off)*EPrice_Fac","v":85.272683486769353},15.55141824553718,null,15.55141824553718,13.478988304093566,1.7448509999999999,101.84252700232983,73.074428659649115,"G","E","E","|",".",".","."]
[1,4,18,{"$f":"INDEX(Assump!$C$30:$N$30,$A1774)*INDEX(Assump!$C$56:$FN$56,($B1774-1)*Hrs_in_dy+$C1774)","v":0.64047833533817744},{"$f":"INDEX(ePrice!$F1775:$K1775,P_Off)*EPrice_Fac","v":107.73286780425025},15.55141824553718,null,15.55141824553718,13.478988304093566,1.7448509999999999,124.52958186847215,73.074428659649115,"G","E","E","|",".",".","."]
[1,4,19,{"$f":"INDEX(Assump!$C$30:$N$30,$A1775)*INDEX(Assump!$C$56:$FN$56,($B1775-1)*Hrs_in_dy+$C1775)","v":0.64047833533817744},{"$f":"INDEX(ePrice!$F1776:$K1776,P_Off)*EPrice_Fac","v":50.656830627674694},15.55141824553718,null,15.55141824553718,13.478988304093566,1.7448509999999999,66.877019063850369,73.074428659649115,"E","E","E","|",".",".","."]
[1,4,20,{"$f":"INDEX(Assump!$C$30:$N$30,$A1776)*INDEX(Assump!$C$56:$FN$56,($B1776-1)*Hrs_in_dy+$C1776)","v":0.64047833533817744},{"$f":"INDEX(ePrice!$F1777:$K1777,P_Off)*EPrice_Fac","v":28.562653701139908},15.55141824553718,null,15.55141824553718,13.478988304093566,1.7448509999999999,44.559668633007156,73.074428659649115,"E","E","E","|",".",".","."]
[1,4,21,{"$f":"INDEX(Assump!$C$30:$N$30,$A1777)*INDEX(Assump!$C$56:$FN$56,($B1777-1)*Hrs_in_dy+$C1777)","v":0.64047833533817744},{"$f":"INDEX(ePrice!$F1778:$K1778,P_Off)*EPrice_Fac","v":24.705498888861776},15.55141824553718,null,15.55141824553718,13.478988304093566,1.7448509999999999,40.663552661009042,73.074428659649115,"E","E","E","|",".",".","."]
[1,4,22,{"$f":"INDEX(Assump!$C$30:$N$30,$A1778)*INDEX(Assump!$C$56:$FN$56,($B1778-1)*Hrs_in_dy+$C1778)","v":0.64047833533817744},{"$f":"INDEX(ePrice!$F1779:$K1779,P_Off)*EPrice_Fac","v":33.961262717594884},15.55141824553718,null,15.55141824553718,13.478988304093566,1.7448509999999999,50.012809053668754,73.074428659649115,"E","E","E","|",".",".","."]
[1,4,23,{"$f":"INDEX(Assump!$C$30:$N$30,$A1779)*INDEX(Assump!$C$56:$FN$56,($B1779-1)*Hrs_in_dy+$C1779)","v":0.64047833533817744},{"$f":"INDEX(ePrice!$F1780:$K1780,P_Off)*EPrice_Fac","v":33.496714875240222},15.55141824553718,null,15.55141824553718,13.478988304093566,1.7448509999999999,49.543568808866063,73.074428659649115,"E","E","E","|",".",".","."]
[1,4,24,{"$f":"INDEX(Assump!$C$30:$N$30,$A1780)*INDEX(Assump!$C$56:$FN$56,($B1780-1)*Hrs_in_dy+$C1780)","v":0.64047833533817744},{"$f":"INDEX(ePrice!$F1781:$K1781,P_Off)*EPrice_Fac","v":22.706535446002309},15.55141824553718,null,15.55141824553718,13.478988304093566,1.7448509999999999,38.644397668221707,73.074428659649115,"E","E","E","|",".",".","."]
[1,5,1,{"$f":"INDEX(Assump!$C$30:$N$30,$A1781)*INDEX(Assump!$C$56:$FN$56,($B1781-1)*Hrs_in_dy+$C1781)","v":0.64047833533817744},{"$f":"INDEX(ePrice!$F1782:$K1782,P_Off)*EPrice_Fac","v":7.9113905273734},15.55141824553718,null,15.55141824553718,13.478988304093566,1.7448509999999999,23.69980684132382,73.074428659649115,"E","E","E","|",1.9214350060145322,0,0]
[1,5,2,{"$f":"INDEX(Assump!$C$30:$N$30,$A1782)*INDEX(Assump!$C$56:$FN$56,($B1782-1)*Hrs_in_dy+$C1782)","v":0.64047833533817744},{"$f":"INDEX(ePrice!$F1783:$K1783,P_Off)*EPrice_Fac","v":0.65459014149975636},15.55141824553718,null,15.55141824553718,13.478988304093566,1.7448509999999999,16.369705441451448,73.074428659649115,"E","E","E","|",".",".","."]
[1,5,3,{"$f":"INDEX(Assump!$C$30:$N$30,$A1783)*INDEX(Assump!$C$56:$FN$56,($B1783-1)*Hrs_in_dy+$C1783)","v":0.64047833533817744},{"$f":"INDEX(ePrice!$F1784:$K1784,P_Off)*EPrice_Fac","v":2.8154414688161569E-2},15.55141824553718,null,15.55141824553718,13.478988304093566,1.7448509999999999,15.736942081035698,73.074428659649115,"E","E","E","|",".",".","."]
[1,5,4,{"$f":"INDEX(Assump!$C$30:$N$30,$A1784)*INDEX(Assump!$C$56:$FN$56,($B1784-1)*Hrs_in_dy+$C1784)","v":0.64047833533817744},{"$f":"INDEX(ePrice!$F1785:$K1785,P_Off)*EPrice_Fac","v":2.8154414688161569E-2},15.55141824553718,null,15.55141824553718,13.478988304093566,1.7448509999999999,15.736942081035698,73.074428659649115,"E","E","E","|",".",".","."]
[1,5,5,{"$f":"INDEX(Assump!$C$30:$N$30,$A1785)*INDEX(Assump!$C$56:$FN$56,($B1785-1)*Hrs_in_dy+$C1785)","v":0.64047833533817744},{"$f":"INDEX(ePrice!$F1786:$K1786,P_Off)*EPrice_Fac","v":2.8154414688161569E-2},15.55141824553718,null,15.55141824553718,13.478988304093566,1.7448509999999999,15.736942081035698,73.074428659649115,"E","E","E","|",".",".","."]
[1,5,6,{"$f":"INDEX(Assump!$C$30:$N$30,$A1786)*INDEX(Assump!$C$56:$FN$56,($B1786-1)*Hrs_in_dy+$C1786)","v":0.64047833533817744},{"$f":"INDEX(ePrice!$F1787:$K1787,P_Off)*EPrice_Fac","v":4.1386989591597505},15.55141824553718,null,15.55141824553718,13.478988304093566,1.7448509999999999,19.889007277471649,73.074428659649115,"E","E","E","|",".",".","."]
[1,5,7,{"$f":"INDEX(Assump!$C$30:$N$30,$A1787)*INDEX(Assump!$C$56:$FN$56,($B1787-1)*Hrs_in_dy+$C1787)","v":0.64047833533817744},{"$f":"INDEX(ePrice!$F1788:$K1788,P_Off)*EPrice_Fac","v":23.515974868286953},15.55141824553718,null,15.55141824553718,13.478988304093566,1.7448509999999999,39.462013246287,73.074428659649115,"E","E","E","|",".",".","."]
[1,5,8,{"$f":"INDEX(Assump!$C$30:$N$30,$A1788)*INDEX(Assump!$C$56:$FN$56,($B1788-1)*Hrs_in_dy+$C1788)","v":0.64047833533817744},{"$f":"INDEX(ePrice!$F1789:$K1789,P_Off)*EPrice_Fac","v":50.121896748599632},15.55141824553718,null,15.55141824553718,13.478988304093566,1.7448509999999999,66.336681812259414,73.074428659649115,"E","E","E","|",".",".","."]
[1,5,9,{"$f":"INDEX(Assump!$C$30:$N$30,$A1789)*INDEX(Assump!$C$56:$FN$56,($B1789-1)*Hrs_in_dy+$C1789)","v":0.64047833533817744},{"$f":"INDEX(ePrice!$F1790:$K1790,P_Off)*EPrice_Fac","v":56.336983791011299},15.55141824553718,null,15.55141824553718,13.478988304093566,1.7448509999999999,72.614547511665137,73.074428659649115,"E","E","E","|",".",".","."]
[1,5,10,{"$f":"INDEX(Assump!$C$30:$N$30,$A1790)*INDEX(Assump!$C$56:$FN$56,($B1790-1)*Hrs_in_dy+$C1790)","v":0.64047833533817744},{"$f":"INDEX(ePrice!$F1791:$K1791,P_Off)*EPrice_Fac","v":63.178506560234567},15.55141824553718,null,15.55141824553718,13.478988304093566,1.7448509999999999,79.525176571486611,73.074428659649115,"G","E","E","|",".",".","."]
[1,5,11,{"$f":"INDEX(Assump!$C$30:$N$30,$A1791)*INDEX(Assump!$C$56:$FN$56,($B1791-1)*Hrs_in_dy+$C1791)","v":0.64047833533817744},{"$f":"INDEX(ePrice!$F1792:$K1792,P_Off)*EPrice_Fac","v":58.314831422854638},15.55141824553718,null,15.55141824553718,13.478988304093566,1.7448509999999999,74.612373402415983,73.074428659649115,"G","E","E","|",".",".","."]
[1,5,12,{"$f":"INDEX(Assump!$C$30:$N$30,$A1792)*INDEX(Assump!$C$56:$FN$56,($B1792-1)*Hrs_in_dy+$C1792)","v":0.64047833533817744},{"$f":"INDEX(ePrice!$F1793:$K1793,P_Off)*EPrice_Fac","v":29.716984703354534},15.55141824553718,null,15.55141824553718,13.478988304093566,1.7448509999999999,45.725659544335066,73.074428659649115,"E","E","E","|",".",".","."]
[1,5,13,{"$f":"INDEX(Assump!$C$30:$N$30,$A1793)*INDEX(Assump!$C$56:$FN$56,($B1793-1)*Hrs_in_dy+$C1793)","v":0.64047833533817744},{"$f":"INDEX(ePrice!$F1794:$K1794,P_Off)*EPrice_Fac","v":37.607259419711816},15.55141824553718,null,15.55141824553718,13.478988304093566,1.7448509999999999,53.695634005302018,73.074428659649115,"E","E","E","|",".",".","."]
[1,5,14,{"$f":"INDEX(Assump!$C$30:$N$30,$A1794)*INDEX(Assump!$C$56:$FN$56,($B1794-1)*Hrs_in_dy+$C1794)","v":0.64047833533817744},{"$f":"INDEX(ePrice!$F1795:$K1795,P_Off)*EPrice_Fac","v":30.646080388063869},15.55141824553718,null,15.55141824553718,13.478988304093566,1.7448509999999999,46.664140033940456,73.074428659649115,"E","E","E","|",".",".","."]
[1,5,15,{"$f":"INDEX(Assump!$C$30:$N$30,$A1795)*INDEX(Assump!$C$56:$FN$56,($B1795-1)*Hrs_in_dy+$C1795)","v":0.64047833533817744},{"$f":"INDEX(ePrice!$F1796:$K1796,P_Off)*EPrice_Fac","v":29.885911191483505},15.55141824553718,null,15.55141824553718,13.478988304093566,1.7448509999999999,45.896292360626958,73.074428659649115,"E","E","E","|",".",".","."]
[1,5,16,{"$f":"INDEX(Assump!$C$30:$N$30,$A1796)*INDEX(Assump!$C$56:$FN$56,($B1796-1)*Hrs_in_dy+$C1796)","v":0.64047833533817744},{"$f":"INDEX(ePrice!$F1797:$K1797,P_Off)*EPrice_Fac","v":26.190644263662293},15.55141824553718,null,15.55141824553718,13.478988304093566,1.7448509999999999,42.16369950424189,73.074428659649115,"E","E","E","|",".",".","."]
[1,5,17,{"$f":"INDEX(Assump!$C$30:$N$30,$A1797)*INDEX(Assump!$C$56:$FN$56,($B1797-1)*Hrs_in_dy+$C1797)","v":0.64047833533817744},{"$f":"INDEX(ePrice!$F1798:$K1798,P_Off)*EPrice_Fac","v":29.365054519752512},{"$f":"Nwk_Elec_Var","v":15.55141824553718},null,15.55141824553718,{"$f":"IF(Other_fuel=\"Gas\",\nCHOOSE(Gas_price_option,Other_fuel_price_wholesale_flex,Gas_elec_m*$E1797+Gas_elec_c),\nOther_fuel_price_wholesale_flex)","v":13.478988304093566},{"$f":"IF(Other_fuel=\"Gas\",Nwk_Gas_Var,0)","v":1.7448509999999999},45.370174510393625,73.074428659649115,{"$f":"IF(K1797<L1797,ID_E,ID_O)","v":"E"},{"$f":"IF($C1797=1,IF(SUM($D1797:$D1820)=0,\".\",IF(SUMPRODUCT($K1797:$K1820,$D1797:$D1820)<SUMPRODUCT($L1797:$L1820,$D1797:$D1820),ID_E,ID_O)),N1796)","v":"E"},{"$f":"IF(SUM($B1797:$C1797)=2,IF(SUMPRODUCT($K1797:$K1964,$D1797:$D1964)<SUMPRODUCT($L1797:$L1964,$D1797:$D1964),ID_E,ID_O),O1796)","v":"E"},"|",{"$f":"IF($C1797=1,SUMIFS($D1797:$D1820,M1797:M1820,ID_O),\".\")","v":"."},{"$f":"IF($C1797=1,SUMIFS($D1797:$D1820,N1797:N1820,ID_O),\".\")","v":"."},{"$f":"IF($C1797=1,SUMIFS($D1797:$D1820,O1797:O1820,ID_O),\".\")","v":"."}]
[1,5,18,{"$f":"INDEX(Assump!$C$30:$N$30,$A1798)*INDEX(Assump!$C$56:$FN$56,($B1798-1)*Hrs_in_dy+$C1798)","v":0.64047833533817744},{"$f":"INDEX(ePrice!$F1799:$K1799,P_Off)*EPrice_Fac","v":37.353869687518355},15.55141824553718,null,{"$f":"SUM($F1798:$G1798)","v":15.55141824553718},13.478988304093566,1.7448509999999999,{"$f":"SUM(E1798,H1798)/COP_Elec","v":53.439684780864177},{"$f":"SUM(I1798:J1798)*GJ_MWh/COP_Other","v":73.074428659649115},"E","E","E","|",".",".","."]
[1,5,19,{"$f":"INDEX(Assump!$C$30:$N$30,$A1799)*INDEX(Assump!$C$56:$FN$56,($B1799-1)*Hrs_in_dy+$C1799)","v":0.64047833533817744},{"$f":"INDEX(ePrice!$F1800:$K1800,P_Off)*EPrice_Fac","v":29.273552672015992},15.55141824553718,null,15.55141824553718,13.478988304093566,1.7448509999999999,45.277748401568864,73.074428659649115,"E","E","E","|",".",".","."]
[1,5,20,{"$f":"INDEX(Assump!$C$30:$N$30,$A1800)*INDEX(Assump!$C$56:$FN$56,($B1800-1)*Hrs_in_dy+$C1800)","v":0.64047833533817744},{"$f":"INDEX(ePrice!$F1801:$K1801,P_Off)*EPrice_Fac","v":47.496497578928569},15.55141824553718,null,15.55141824553718,13.478988304093566,1.7448509999999999,63.684763459056313,73.074428659649115,"E","E","E","|",".",".","."]
[1,5,21,{"$f":"INDEX(Assump!$C$30:$N$30,$A1801)*INDEX(Assump!$C$56:$FN$56,($B1801-1)*Hrs_in_dy+$C1801)","v":0.64047833533817744},{"$f":"INDEX(ePrice!$F1802:$K1802,P_Off)*EPrice_Fac","v":54.204286878383058},15.55141824553718,null,15.55141824553718,13.478988304093566,1.7448509999999999,70.460308205980041,73.074428659649115,"E","E","E","|",".",".","."]
[1,5,22,{"$f":"INDEX(Assump!$C$30:$N$30,$A1802)*INDEX(Assump!$C$56:$FN$56,($B1802-1)*Hrs_in_dy+$C1802)","v":0.64047833533817744},{"$f":"INDEX(ePrice!$F1803:$K1803,P_Off)*EPrice_Fac","v":59.602895894838042},15.55141824553718,null,15.55141824553718,13.478988304093566,1.7448509999999999,75.913448626641639,73.074428659649115,"G","E","E","|",".",".","."]
[1,5,23,{"$f":"INDEX(Assump!$C$30:$N$30,$A1803)*INDEX(Assump!$C$56:$FN$56,($B1803-1)*Hrs_in_dy+$C1803)","v":0.64047833533817744},{"$f":"INDEX(ePrice!$F1804:$K1804,P_Off)*EPrice_Fac","v":37.276445047125918},15.55141824553718,null,15.55141824553718,13.478988304093566,1.7448509999999999,53.361478073397066,73.074428659649115,"E","E","E","|",".",".","."]
[1,5,24,{"$f":"INDEX(Assump!$C$30:$N$30,$A1804)*INDEX(Assump!$C$56:$FN$56,($B1804-1)*Hrs_in_dy+$C1804)","v":0.64047833533817744},{"$f":"INDEX(ePrice!$F1805:$K1805,P_Off)*EPrice_Fac","v":29.562135422569643},15.55141824553718,null,15.55141824553718,13.478988304093566,1.7448509999999999,45.569246129400831,73.074428659649115,"E","E","E","|",".",".","."]
[1,6,1,{"$f":"INDEX(Assump!$C$30:$N$30,$A1805)*INDEX(Assump!$C$56:$FN$56,($B1805-1)*Hrs_in_dy+$C1805)","v":0.64047833533817744},{"$f":"INDEX(ePrice!$F1806:$K1806,P_Off)*EPrice_Fac","v":26.831157197817976},15.55141824553718,null,15.55141824553718,13.478988304093566,1.7448509999999999,42.810682266015313,73.074428659649115,"E","E","E","|",3.8428700120290649,0,0]
[1,6,2,{"$f":"INDEX(Assump!$C$30:$N$30,$A1806)*INDEX(Assump!$C$56:$FN$56,($B1806-1)*Hrs_in_dy+$C1806)","v":0.64047833533817744},{"$f":"INDEX(ePrice!$F1807:$K1807,P_Off)*EPrice_Fac","v":21.756323950276851},15.55141824553718,null,15.55141824553718,13.478988304093566,1.7448509999999999,37.684588076579828,73.074428659649115,"E","E","E","|",".",".","."]
[1,6,3,{"$f":"INDEX(Assump!$C$30:$N$30,$A1807)*INDEX(Assump!$C$56:$FN$56,($B1807-1)*Hrs_in_dy+$C1807)","v":0.64047833533817744},{"$f":"INDEX(ePrice!$F1808:$K1808,P_Off)*EPrice_Fac","v":15.111882083870722},15.55141824553718,null,15.55141824553718,13.478988304093566,1.7448509999999999,30.973030635765561,73.074428659649115,"E","E","E","|",".",".","."]
[1,6,4,{"$f":"INDEX(Assump!$C$30:$N$30,$A1808)*INDEX(Assump!$C$56:$FN$56,($B1808-1)*Hrs_in_dy+$C1808)","v":0.64047833533817744},{"$f":"INDEX(ePrice!$F1809:$K1809,P_Off)*EPrice_Fac","v":14.316519868930156},15.55141824553718,null,15.55141824553718,13.478988304093566,1.7448509999999999,30.169634459057914,73.074428659649115,"E","E","E","|",".",".","."]
[1,6,5,{"$f":"INDEX(Assump!$C$30:$N$30,$A1809)*INDEX(Assump!$C$56:$FN$56,($B1809-1)*Hrs_in_dy+$C1809)","v":0.64047833533817744},{"$f":"INDEX(ePrice!$F1810:$K1810,P_Off)*EPrice_Fac","v":16.019861957563929},15.55141824553718,null,15.55141824553718,13.478988304093566,1.7448509999999999,31.890182023334457,73.074428659649115,"E","E","E","|",".",".","."]
[1,6,6,{"$f":"INDEX(Assump!$C$30:$N$30,$A1810)*INDEX(Assump!$C$56:$FN$56,($B1810-1)*Hrs_in_dy+$C1810)","v":0.64047833533817744},{"$f":"INDEX(ePrice!$F1811:$K1811,P_Off)*EPrice_Fac","v":23.332971172813902},15.55141824553718,null,15.55141824553718,13.478988304093566,1.7448509999999999,39.277161028637458,73.074428659649115,"E","E","E","|",".",".","."]
[1,6,7,{"$f":"INDEX(Assump!$C$30:$N$30,$A1811)*INDEX(Assump!$C$56:$FN$56,($B1811-1)*Hrs_in_dy+$C1811)","v":0.64047833533817744},{"$f":"INDEX(ePrice!$F1812:$K1812,P_Off)*EPrice_Fac","v":26.873388819850216},15.55141824553718,null,15.55141824553718,13.478988304093566,1.7448509999999999,42.853340470088284,73.074428659649115,"E","E","E","|",".",".","."]
[1,6,8,{"$f":"INDEX(Assump!$C$30:$N$30,$A1812)*INDEX(Assump!$C$56:$FN$56,($B1812-1)*Hrs_in_dy+$C1812)","v":0.64047833533817744},{"$f":"INDEX(ePrice!$F1813:$K1813,P_Off)*EPrice_Fac","v":39.029057361463977},15.55141824553718,null,15.55141824553718,13.478988304093566,1.7448509999999999,55.131793542425413,73.074428659649115,"E","E","E","|",".",".","."]
[1,6,9,{"$f":"INDEX(Assump!$C$30:$N$30,$A1813)*INDEX(Assump!$C$56:$FN$56,($B1813-1)*Hrs_in_dy+$C1813)","v":0.64047833533817744},{"$f":"INDEX(ePrice!$F1814:$K1814,P_Off)*EPrice_Fac","v":64.199104092680415},15.55141824553718,null,15.55141824553718,13.478988304093566,1.7448509999999999,80.556083169916761,73.074428659649115,"G","E","E","|",".",".","."]
[1,6,10,{"$f":"INDEX(Assump!$C$30:$N$30,$A1814)*INDEX(Assump!$C$56:$FN$56,($B1814-1)*Hrs_in_dy+$C1814)","v":0.64047833533817744},{"$f":"INDEX(ePrice!$F1815:$K1815,P_Off)*EPrice_Fac","v":64.572150087298567},15.55141824553718,null,15.55141824553718,13.478988304093566,1.7448509999999999,80.932897305894699,73.074428659649115,"G","E","E","|",".",".","."]
[1,6,11,{"$f":"INDEX(Assump!$C$30:$N$30,$A1815)*INDEX(Assump!$C$56:$FN$56,($B1815-1)*Hrs_in_dy+$C1815)","v":0.64047833533817744},{"$f":"INDEX(ePrice!$F1816:$K1816,P_Off)*EPrice_Fac","v":63.255931200627003},15.55141824553718,null,15.55141824553718,13.478988304093566,1.7448509999999999,79.603383278953714,73.074428659649115,"G","E","E","|",".",".","."]
[1,6,12,{"$f":"INDEX(Assump!$C$30:$N$30,$A1816)*INDEX(Assump!$C$56:$FN$56,($B1816-1)*Hrs_in_dy+$C1816)","v":0.64047833533817744},{"$f":"INDEX(ePrice!$F1817:$K1817,P_Off)*EPrice_Fac","v":61.904519295595243},15.55141824553718,null,15.55141824553718,13.478988304093566,1.7448509999999999,78.238320748618619,73.074428659649115,"G","E","E","|",".",".","."]
[1,6,13,{"$f":"INDEX(Assump!$C$30:$N$30,$A1817)*INDEX(Assump!$C$56:$FN$56,($B1817-1)*Hrs_in_dy+$C1817)","v":0.64047833533817744},{"$f":"INDEX(ePrice!$F1818:$K1818,P_Off)*EPrice_Fac","v":60.658686445644101},15.55141824553718,null,15.55141824553718,13.478988304093566,1.7448509999999999,76.979903728465942,73.074428659649115,"G","E","E","|",".",".","."]
[1,6,14,{"$f":"INDEX(Assump!$C$30:$N$30,$A1818)*INDEX(Assump!$C$56:$FN$56,($B1818-1)*Hrs_in_dy+$C1818)","v":0.64047833533817744},{"$f":"INDEX(ePrice!$F1819:$K1819,P_Off)*EPrice_Fac","v":59.905555852735766},15.55141824553718,null,15.55141824553718,13.478988304093566,1.7448509999999999,76.21916575583127,73.074428659649115,"G","E","E","|",".",".","."]
[1,6,15,{"$f":"INDEX(Assump!$C$30:$N$30,$A1819)*INDEX(Assump!$C$56:$FN$56,($B1819-1)*Hrs_in_dy+$C1819)","v":0.64047833533817744},{"$f":"INDEX(ePrice!$F1820:$K1820,P_Off)*EPrice_Fac","v":52.036396947394621},15.55141824553718,null,15.55141824553718,13.478988304093566,1.7448509999999999,68.270520396900807,73.074428659649115,"E","E","E","|",".",".","."]
[1,6,16,{"$f":"INDEX(Assump!$C$30:$N$30,$A1820)*INDEX(Assump!$C$56:$FN$56,($B1820-1)*Hrs_in_dy+$C1820)","v":0.64047833533817744},{"$f":"INDEX(ePrice!$F1821:$K1821,P_Off)*EPrice_Fac","v":45.574958776461536},15.55141824553718,null,15.55141824553718,13.478988304093566,1.7448509999999999,61.743815173736074,73.074428659649115,"E","E","E","|",".",".","."]
[1,6,17,{"$f":"INDEX(Assump!$C$30:$N$30,$A1821)*INDEX(Assump!$C$56:$FN$56,($B1821-1)*Hrs_in_dy+$C1821)","v":0.64047833533817744},{"$f":"INDEX(ePrice!$F1822:$K1822,P_Off)*EPrice_Fac","v":44.610670073392001},15.55141824553718,null,15.55141824553718,13.478988304093566,1.7448509999999999,60.769786180736546,73.074428659649115,"E","E","E","|",".",".","."]
[1,6,18,{"$f":"INDEX(Assump!$C$30:$N$30,$A1822)*INDEX(Assump!$C$56:$FN$56,($B1822-1)*Hrs_in_dy+$C1822)","v":0.64047833533817744},{"$f":"INDEX(ePrice!$F1823:$K1823,P_Off)*EPrice_Fac","v":46.166201484912932},15.55141824553718,null,15.55141824553718,13.478988304093566,1.7448509999999999,62.341030030757686,73.074428659649115,"E","E","E","|",".",".","."]
[1,6,19,{"$f":"INDEX(Assump!$C$30:$N$30,$A1823)*INDEX(Assump!$C$56:$FN$56,($B1823-1)*Hrs_in_dy+$C1823)","v":0.64047833533817744},{"$f":"INDEX(ePrice!$F1824:$K1824,P_Off)*EPrice_Fac","v":50.797602701115508},15.55141824553718,null,15.55141824553718,13.478988304093566,1.7448509999999999,67.019213077426954,73.074428659649115,"E","E","E","|",".",".","."]
[1,6,20,{"$f":"INDEX(Assump!$C$30:$N$30,$A1824)*INDEX(Assump!$C$56:$FN$56,($B1824-1)*Hrs_in_dy+$C1824)","v":0.64047833533817744},{"$f":"INDEX(ePrice!$F1825:$K1825,P_Off)*EPrice_Fac","v":55.471235539350332},15.55141824553718,null,15.55141824553718,13.478988304093566,1.7448509999999999,71.740054328169208,73.074428659649115,"E","E","E","|",".",".","."]
[1,6,21,{"$f":"INDEX(Assump!$C$30:$N$30,$A1825)*INDEX(Assump!$C$56:$FN$56,($B1825-1)*Hrs_in_dy+$C1825)","v":0.64047833533817744},{"$f":"INDEX(ePrice!$F1826:$K1826,P_Off)*EPrice_Fac","v":43.85753948048368},15.55141824553718,null,15.55141824553718,13.478988304093566,1.7448509999999999,60.009048208101881,73.074428659649115,"E","E","E","|",".",".","."]
[1,6,22,{"$f":"INDEX(Assump!$C$30:$N$30,$A1826)*INDEX(Assump!$C$56:$FN$56,($B1826-1)*Hrs_in_dy+$C1826)","v":0.64047833533817744},{"$f":"INDEX(ePrice!$F1827:$K1827,P_Off)*EPrice_Fac","v":28.886429470053766},15.55141824553718,null,15.55141824553718,13.478988304093566,1.7448509999999999,44.886714864233284,73.074428659649115,"E","E","E","|",".",".","."]
[1,6,23,{"$f":"INDEX(Assump!$C$30:$N$30,$A1827)*INDEX(Assump!$C$56:$FN$56,($B1827-1)*Hrs_in_dy+$C1827)","v":0.64047833533817744},{"$f":"INDEX(ePrice!$F1828:$K1828,P_Off)*EPrice_Fac","v":14.020898514704461},15.55141824553718,null,15.55141824553718,13.478988304093566,1.7448509999999999,29.871027030547111,73.074428659649115,"E","E","E","|",".",".","."]
[1,6,24,{"$f":"INDEX(Assump!$C$30:$N$30,$A1828)*INDEX(Assump!$C$56:$FN$56,($B1828-1)*Hrs_in_dy+$C1828)","v":0.64047833533817744},{"$f":"INDEX(ePrice!$F1829:$K1829,P_Off)*EPrice_Fac","v":2.9280591275688028},15.55141824553718,null,15.55141824553718,13.478988304093566,1.7448509999999999,18.666138760713114,73.074428659649115,"E","E","E","|",".",".","."]
[1,7,1,{"$f":"INDEX(Assump!$C$30:$N$30,$A1829)*INDEX(Assump!$C$56:$FN$56,($B1829-1)*Hrs_in_dy+$C1829)","v":0.64047833533817744},{"$f":"INDEX(ePrice!$F1830:$K1830,P_Off)*EPrice_Fac","v":8.6152508945774393},15.55141824553718,null,15.55141824553718,13.478988304093566,1.7448509999999999,24.410776909206689,73.074428659649115,"E","E","E","|",1.2809566706763549,0,0]
[1,7,2,{"$f":"INDEX(Assump!$C$30:$N$30,$A1830)*INDEX(Assump!$C$56:$FN$56,($B1830-1)*Hrs_in_dy+$C1830)","v":0.64047833533817744},{"$f":"INDEX(ePrice!$F1831:$K1831,P_Off)*EPrice_Fac","v":7.0386036720403916E-2},15.55141824553718,null,15.55141824553718,13.478988304093566,1.7448509999999999,15.779600285108671,73.074428659649115,"E","E","E","|",".",".","."]
[1,7,3,{"$f":"INDEX(Assump!$C$30:$N$30,$A1831)*INDEX(Assump!$C$56:$FN$56,($B1831-1)*Hrs_in_dy+$C1831)","v":0.64047833533817744},{"$f":"INDEX(ePrice!$F1832:$K1832,P_Off)*EPrice_Fac","v":4.9270225704282744E-2},15.55141824553718,null,15.55141824553718,13.478988304093566,1.7448509999999999,15.758271183072184,73.074428659649115,"E","E","E","|",".",".","."]
[1,7,4,{"$f":"INDEX(Assump!$C$30:$N$30,$A1832)*INDEX(Assump!$C$56:$FN$56,($B1832-1)*Hrs_in_dy+$C1832)","v":0.64047833533817744},{"$f":"INDEX(ePrice!$F1833:$K1833,P_Off)*EPrice_Fac","v":1.4077207344080784E-2},15.55141824553718,null,15.55141824553718,13.478988304093566,1.7448509999999999,15.722722679678041,73.074428659649115,"E","E","E","|",".",".","."]
[1,7,5,{"$f":"INDEX(Assump!$C$30:$N$30,$A1833)*INDEX(Assump!$C$56:$FN$56,($B1833-1)*Hrs_in_dy+$C1833)","v":0.64047833533817744},{"$f":"INDEX(ePrice!$F1834:$K1834,P_Off)*EPrice_Fac","v":1.4077207344080784E-2},15.55141824553718,null,15.55141824553718,13.478988304093566,1.7448509999999999,15.722722679678041,73.074428659649115,"E","E","E","|",".",".","."]
[1,7,6,{"$f":"INDEX(Assump!$C$30:$N$30,$A1834)*INDEX(Assump!$C$56:$FN$56,($B1834-1)*Hrs_in_dy+$C1834)","v":0.64047833533817744},{"$f":"INDEX(ePrice!$F1835:$K1835,P_Off)*EPrice_Fac","v":5.6308829376323137E-2},15.55141824553718,null,15.55141824553718,13.478988304093566,1.7448509999999999,15.765380883751014,73.074428659649115,"E","E","E","|",".",".","."]
[1,7,7,{"$f":"INDEX(Assump!$C$30:$N$30,$A1835)*INDEX(Assump!$C$56:$FN$56,($B1835-1)*Hrs_in_dy+$C1835)","v":0.64047833533817744},{"$f":"INDEX(ePrice!$F1836:$K1836,P_Off)*EPrice_Fac","v":10.75498641087772},15.55141824553718,null,15.55141824553718,13.478988304093566,1.7448509999999999,26.572125915570606,73.074428659649115,"E","E","E","|",".",".","."]
[1,7,8,{"$f":"INDEX(Assump!$C$30:$N$30,$A1836)*INDEX(Assump!$C$56:$FN$56,($B1836-1)*Hrs_in_dy+$C1836)","v":0.64047833533817744},{"$f":"INDEX(ePrice!$F1837:$K1837,P_Off)*EPrice_Fac","v":10.747947807205678},15.55141824553718,null,15.55141824553718,13.478988304093566,1.7448509999999999,26.565016214891777,73.074428659649115,"E","E","E","|",".",".","."]
[1,7,9,{"$f":"INDEX(Assump!$C$30:$N$30,$A1837)*INDEX(Assump!$C$56:$FN$56,($B1837-1)*Hrs_in_dy+$C1837)","v":0.64047833533817744},{"$f":"INDEX(ePrice!$F1838:$K1838,P_Off)*EPrice_Fac","v":10.733870599861596},15.55141824553718,null,15.55141824553718,13.478988304093566,1.7448509999999999,26.550796813534117,73.074428659649115,"E","E","E","|",".",".","."]
[1,7,10,{"$f":"INDEX(Assump!$C$30:$N$30,$A1838)*INDEX(Assump!$C$56:$FN$56,($B1838-1)*Hrs_in_dy+$C1838)","v":0.64047833533817744},{"$f":"INDEX(ePrice!$F1839:$K1839,P_Off)*EPrice_Fac","v":27.858793333935868},15.55141824553718,null,15.55141824553718,13.478988304093566,1.7448509999999999,43.848698565124295,73.074428659649115,"E","E","E","|",".",".","."]
[1,7,11,{"$f":"INDEX(Assump!$C$30:$N$30,$A1839)*INDEX(Assump!$C$56:$FN$56,($B1839-1)*Hrs_in_dy+$C1839)","v":0.64047833533817744},{"$f":"INDEX(ePrice!$F1840:$K1840,P_Off)*EPrice_Fac","v":37.051209729620616},15.55141824553718,null,15.55141824553718,13.478988304093566,1.7448509999999999,53.133967651674539,73.074428659649115,"E","E","E","|",".",".","."]
[1,7,12,{"$f":"INDEX(Assump!$C$30:$N$30,$A1840)*INDEX(Assump!$C$56:$FN$56,($B1840-1)*Hrs_in_dy+$C1840)","v":0.64047833533817744},{"$f":"INDEX(ePrice!$F1841:$K1841,P_Off)*EPrice_Fac","v":38.796783440286639},15.55141824553718,null,15.55141824553718,13.478988304093566,1.7448509999999999,54.89717342002406,73.074428659649115,"E","E","E","|",".",".","."]
[1,7,13,{"$f":"INDEX(Assump!$C$30:$N$30,$A1841)*INDEX(Assump!$C$56:$FN$56,($B1841-1)*Hrs_in_dy+$C1841)","v":0.64047833533817744},{"$f":"INDEX(ePrice!$F1842:$K1842,P_Off)*EPrice_Fac","v":55.95689919272111},15.55141824553718,null,15.55141824553718,13.478988304093566,1.7448509999999999,72.230623675008374,73.074428659649115,"E","E","E","|",".",".","."]
[1,7,14,{"$f":"INDEX(Assump!$C$30:$N$30,$A1842)*INDEX(Assump!$C$56:$FN$56,($B1842-1)*Hrs_in_dy+$C1842)","v":0.64047833533817744},{"$f":"INDEX(ePrice!$F1843:$K1843,P_Off)*EPrice_Fac","v":37.543911986663446},15.55141824553718,null,15.55141824553718,13.478988304093566,1.7448509999999999,53.631646699192551,73.074428659649115,"E","E","E","|",".",".","."]
[1,7,15,{"$f":"INDEX(Assump!$C$30:$N$30,$A1843)*INDEX(Assump!$C$56:$FN$56,($B1843-1)*Hrs_in_dy+$C1843)","v":0.64047833533817744},{"$f":"INDEX(ePrice!$F1844:$K1844,P_Off)*EPrice_Fac","v":36.600739094610034},15.55141824553718,null,15.55141824553718,13.478988304093566,1.7448509999999999,52.678946808229512,73.074428659649115,"E","E","E","|",".",".","."]
[1,7,16,{"$f":"INDEX(Assump!$C$30:$N$30,$A1844)*INDEX(Assump!$C$56:$FN$56,($B1844-1)*Hrs_in_dy+$C1844)","v":0.64047833533817744},{"$f":"INDEX(ePrice!$F1845:$K1845,P_Off)*EPrice_Fac","v":39.72587912499597},15.55141824553718,null,15.55141824553718,13.478988304093566,1.7448509999999999,55.835653909629443,73.074428659649115,"E","E","E","|",".",".","."]
[1,7,17,{"$f":"INDEX(Assump!$C$30:$N$30,$A1845)*INDEX(Assump!$C$56:$FN$56,($B1845-1)*Hrs_in_dy+$C1845)","v":0.64047833533817744},{"$f":"INDEX(ePrice!$F1846:$K1846,P_Off)*EPrice_Fac","v":60.658686445644101},15.55141824553718,null,15.55141824553718,13.478988304093566,1.7448509999999999,76.979903728465942,73.074428659649115,"G","E","E","|",".",".","."]
[1,7,18,{"$f":"INDEX(Assump!$C$30:$N$30,$A1846)*INDEX(Assump!$C$56:$FN$56,($B1846-1)*Hrs_in_dy+$C1846)","v":0.64047833533817744},{"$f":"INDEX(ePrice!$F1847:$K1847,P_Off)*EPrice_Fac","v":74.883704466837713},15.55141824553718,null,15.55141824553718,13.478988304093566,1.7448509999999999,91.348608800378685,73.074428659649115,"G","E","E","|",".",".","."]
[1,7,19,{"$f":"INDEX(Assump!$C$30:$N$30,$A1847)*INDEX(Assump!$C$56:$FN$56,($B1847-1)*Hrs_in_dy+$C1847)","v":0.64047833533817744},{"$f":"INDEX(ePrice!$F1848:$K1848,P_Off)*EPrice_Fac","v":42.752478703973338},15.55141824553718,null,15.55141824553718,13.478988304093566,1.7448509999999999,58.892825201525774,73.074428659649115,"E","E","E","|",".",".","."]
[1,7,20,{"$f":"INDEX(Assump!$C$30:$N$30,$A1848)*INDEX(Assump!$C$56:$FN$56,($B1848-1)*Hrs_in_dy+$C1848)","v":0.64047833533817744},{"$f":"INDEX(ePrice!$F1849:$K1849,P_Off)*EPrice_Fac","v":38.311119786915853},15.55141824553718,null,15.55141824553718,13.478988304093566,1.7448509999999999,54.40660407318488,73.074428659649115,"E","E","E","|",".",".","."]
[1,7,21,{"$f":"INDEX(Assump!$C$30:$N$30,$A1849)*INDEX(Assump!$C$56:$FN$56,($B1849-1)*Hrs_in_dy+$C1849)","v":0.64047833533817744},{"$f":"INDEX(ePrice!$F1850:$K1850,P_Off)*EPrice_Fac","v":35.981341971470485},15.55141824553718,null,15.55141824553718,13.478988304093566,1.7448509999999999,52.053293148492592,73.074428659649115,"E","E","E","|",".",".","."]
[1,7,22,{"$f":"INDEX(Assump!$C$30:$N$30,$A1850)*INDEX(Assump!$C$56:$FN$56,($B1850-1)*Hrs_in_dy+$C1850)","v":0.64047833533817744},{"$f":"INDEX(ePrice!$F1851:$K1851,P_Off)*EPrice_Fac","v":36.565546076249838},15.55141824553718,null,15.55141824553718,13.478988304093566,1.7448509999999999,52.643398304835372,73.074428659649115,"E","E","E","|",".",".","."]
[1,7,23,{"$f":"INDEX(Assump!$C$30:$N$30,$A1851)*INDEX(Assump!$C$56:$FN$56,($B1851-1)*Hrs_in_dy+$C1851)","v":0.64047833533817744},{"$f":"INDEX(ePrice!$F1852:$K1852,P_Off)*EPrice_Fac","v":10.149666495082245},15.55141824553718,null,15.55141824553718,13.478988304093566,1.7448509999999999,25.96069165719134,73.074428659649115,"E","E","E","|",".",".","."]
[1,7,24,{"$f":"INDEX(Assump!$C$30:$N$30,$A1852)*INDEX(Assump!$C$56:$FN$56,($B1852-1)*Hrs_in_dy+$C1852)","v":0.64047833533817744},{"$f":"INDEX(ePrice!$F1853:$K1853,P_Off)*EPrice_Fac","v":4.1035059407995487},15.55141824553718,null,15.55141824553718,13.478988304093566,1.7448509999999999,19.853458774077502,73.074428659649115,"E","E","E","|",".",".","."]
[2,1,1,{"$f":"INDEX(Assump!$C$30:$N$30,$A1853)*INDEX(Assump!$C$56:$FN$56,($B1853-1)*Hrs_in_dy+$C1853)","v":0.53734554141293522},{"$f":"INDEX(ePrice!$F1854:$K1854,P_Off)*EPrice_Fac","v":117.57075360851823},15.55141824553718,null,15.55141824553718,13.478988304093566,1.7448509999999999,134.46684025662162,73.074428659649115,"G","G","G","|",12.896292993910452,12.896292993910452,12.896292993910452]
[2,1,2,{"$f":"INDEX(Assump!$C$30:$N$30,$A1854)*INDEX(Assump!$C$56:$FN$56,($B1854-1)*Hrs_in_dy+$C1854)","v":0.53734554141293522},{"$f":"INDEX(ePrice!$F1855:$K1855,P_Off)*EPrice_Fac","v":106.95306596948289},15.55141824553718,null,15.55141824553718,13.478988304093566,1.7448509999999999,123.74190324749502,73.074428659649115,"G","G","G","|",".",".","."]
[2,1,3,{"$f":"INDEX(Assump!$C$30:$N$30,$A1855)*INDEX(Assump!$C$56:$FN$56,($B1855-1)*Hrs_in_dy+$C1855)","v":0.53734554141293522},{"$f":"INDEX(ePrice!$F1856:$K1856,P_Off)*EPrice_Fac","v":106.79197001909753},15.55141824553718,null,15.55141824553718,13.478988304093566,1.7448509999999999,123.57918006528759,73.074428659649115,"G","G","G","|",".",".","."]
[2,1,4,{"$f":"INDEX(Assump!$C$30:$N$30,$A1856)*INDEX(Assump!$C$56:$FN$56,($B1856-1)*Hrs_in_dy+$C1856)","v":0.53734554141293522},{"$f":"INDEX(ePrice!$F1857:$K1857,P_Off)*EPrice_Fac","v":113.99002998404356},15.55141824553718,null,15.55141824553718,13.478988304093566,1.7448509999999999,130.84994770664721,73.074428659649115,"G","G","G","|",".",".","."]
[2,1,5,{"$f":"INDEX(Assump!$C$30:$N$30,$A1857)*INDEX(Assump!$C$56:$FN$56,($B1857-1)*Hrs_in_dy+$C1857)","v":0.53734554141293522},{"$f":"INDEX(ePrice!$F1858:$K1858,P_Off)*EPrice_Fac","v":96.752763292809632},15.55141824553718,null,15.55141824553718,13.478988304093566,1.7448509999999999,113.43856721045132,73.074428659649115,"G","G","G","|",".",".","."]
[2,1,6,{"$f":"INDEX(Assump!$C$30:$N$30,$A1858)*INDEX(Assump!$C$56:$FN$56,($B1858-1)*Hrs_in_dy+$C1858)","v":0.53734554141293522},{"$f":"INDEX(ePrice!$F1859:$K1859,P_Off)*EPrice_Fac","v":90.726310239757169},15.55141824553718,null,15.55141824553718,13.478988304093566,1.7448509999999999,107.35124089423671,73.074428659649115,"G","G","G","|",".",".","."]
[2,1,7,{"$f":"INDEX(Assump!$C$30:$N$30,$A1859)*INDEX(Assump!$C$56:$FN$56,($B1859-1)*Hrs_in_dy+$C1859)","v":0.53734554141293522},{"$f":"INDEX(ePrice!$F1860:$K1860,P_Off)*EPrice_Fac","v":195.0139704846822},15.55141824553718,null,15.55141824553718,13.478988304093566,1.7448509999999999,212.69231184870645,73.074428659649115,"G","G","G","|",".",".","."]
[2,1,8,{"$f":"INDEX(Assump!$C$30:$N$30,$A1860)*INDEX(Assump!$C$56:$FN$56,($B1860-1)*Hrs_in_dy+$C1860)","v":0.53734554141293522},{"$f":"INDEX(ePrice!$F1861:$K1861,P_Off)*EPrice_Fac","v":308.27174614879232},15.55141824553718,null,15.55141824553718,13.478988304093566,1.7448509999999999,327.09410544881769,73.074428659649115,"G","G","G","|",".",".","."]
[2,1,9,{"$f":"INDEX(Assump!$C$30:$N$30,$A1861)*INDEX(Assump!$C$56:$FN$56,($B1861-1)*Hrs_in_dy+$C1861)","v":0.53734554141293522},{"$f":"INDEX(ePrice!$F1862:$K1862,P_Off)*EPrice_Fac","v":313.68310557310065},{"$f":"Nwk_Elec_Var","v":15.55141824553718},null,15.55141824553718,{"$f":"IF(Other_fuel=\"Gas\",\nCHOOSE(Gas_price_option,Other_fuel_price_wholesale_flex,Gas_elec_m*$E1861+Gas_elec_c),\nOther_fuel_price_wholesale_flex)","v":13.478988304093566},{"$f":"IF(Other_fuel=\"Gas\",Nwk_Gas_Var,0)","v":1.7448509999999999},332.56012506933115,73.074428659649115,{"$f":"IF(K1861<L1861,ID_E,ID_O)","v":"G"},{"$f":"IF($C1861=1,IF(SUM($D1861:$D1884)=0,\".\",IF(SUMPRODUCT($K1861:$K1884,$D1861:$D1884)<SUMPRODUCT($L1861:$L1884,$D1861:$D1884),ID_E,ID_O)),N1860)","v":"G"},{"$f":"IF(SUM($B1861:$C1861)=2,IF(SUMPRODUCT($K1861:$K2028,$D1861:$D2028)<SUMPRODUCT($L1861:$L2028,$D1861:$D2028),ID_E,ID_O),O1860)","v":"G"},"|",{"$f":"IF($C1861=1,SUMIFS($D1861:$D1884,M1861:M1884,ID_O),\".\")","v":"."},{"$f":"IF($C1861=1,SUMIFS($D1861:$D1884,N1861:N1884,ID_O),\".\")","v":"."},{"$f":"IF($C1861=1,SUMIFS($D1861:$D1884,O1861:O1884,ID_O),\".\")","v":"."}]
[2,1,10,{"$f":"INDEX(Assump!$C$30:$N$30,$A1862)*INDEX(Assump!$C$56:$FN$56,($B1862-1)*Hrs_in_dy+$C1862)","v":0.53734554141293522},{"$f":"INDEX(ePrice!$F1863:$K1863,P_Off)*EPrice_Fac","v":298.96479374243785},15.55141824553718,null,{"$f":"SUM($F1862:$G1862)","v":15.55141824553718},13.478988304093566,1.7448509999999999,{"$f":"SUM(E1862,H1862)/COP_Elec","v":317.69314342219701},{"$f":"SUM(I1862:J1862)*GJ_MWh/COP_Other","v":73.074428659649115},"G","G","G","|",".",".","."]
[2,1,11,{"$f":"INDEX(Assump!$C$30:$N$30,$A1863)*INDEX(Assump!$C$56:$FN$56,($B1863-1)*Hrs_in_dy+$C1863)","v":0.53734554141293522},{"$f":"INDEX(ePrice!$F1864:$K1864,P_Off)*EPrice_Fac","v":282.37191085274543},15.55141824553718,null,15.55141824553718,13.478988304093566,1.7448509999999999,300.93265565483097,73.074428659649115,"G","G","G","|",".",".","."]
[2,1,12,{"$f":"INDEX(Assump!$C$30:$N$30,$A1864)*INDEX(Assump!$C$56:$FN$56,($B1864-1)*Hrs_in_dy+$C1864)","v":0.53734554141293522},{"$f":"INDEX(ePrice!$F1865:$K1865,P_Off)*EPrice_Fac","v":305.38666412825438},15.55141824553718,null,15.55141824553718,13.478988304093566,1.7448509999999999,324.17988118564807,73.074428659649115,"G","G","G","|",".",".","."]
[2,1,13,{"$f":"INDEX(Assump!$C$30:$N$30,$A1865)*INDEX(Assump!$C$56:$FN$56,($B1865-1)*Hrs_in_dy+$C1865)","v":0.53734554141293522},{"$f":"INDEX(ePrice!$F1866:$K1866,P_Off)*EPrice_Fac","v":300.30481914791613},15.55141824553718,null,15.55141824553718,13.478988304093566,1.7448509999999999,319.04670443783164,73.074428659649115,"G","G","G","|",".",".","."]
[2,1,14,{"$f":"INDEX(Assump!$C$30:$N$30,$A1866)*INDEX(Assump!$C$56:$FN$56,($B1866-1)*Hrs_in_dy+$C1866)","v":0.53734554141293522},{"$f":"INDEX(ePrice!$F1867:$K1867,P_Off)*EPrice_Fac","v":306.02372538659648},15.55141824553718,null,15.55141824553718,13.478988304093566,1.7448509999999999,324.82337740619568,73.074428659649115,"G","G","G","|",".",".","."]
[2,1,15,{"$f":"INDEX(Assump!$C$30:$N$30,$A1867)*INDEX(Assump!$C$56:$FN$56,($B1867-1)*Hrs_in_dy+$C1867)","v":0.53734554141293522},{"$f":"INDEX(ePrice!$F1868:$K1868,P_Off)*EPrice_Fac","v":305.10840748667965},15.55141824553718,null,15.55141824553718,13.478988304093566,1.7448509999999999,323.89881387092612,73.074428659649115,"G","G","G","|",".",".","."]
[2,1,16,{"$f":"INDEX(Assump!$C$30:$N$30,$A1868)*INDEX(Assump!$C$56:$FN$56,($B1868-1)*Hrs_in_dy+$C1868)","v":0.53734554141293522},{"$f":"INDEX(ePrice!$F1869:$K1869,P_Off)*EPrice_Fac","v":304.42008842594225},15.55141824553718,null,15.55141824553718,13.478988304093566,1.7448509999999999,323.2035420924035,73.074428659649115,"G","G","G","|",".",".","."]
[2,1,17,{"$f":"INDEX(Assump!$C$30:$N$30,$A1869)*INDEX(Assump!$C$56:$FN$56,($B1869-1)*Hrs_in_dy+$C1869)","v":0.53734554141293522},{"$f":"INDEX(ePrice!$F1870:$K1870,P_Off)*EPrice_Fac","v":307.92758661842356},15.55141824553718,null,15.55141824553718,13.478988304093566,1.7448509999999999,326.74646955955632,73.074428659649115,"G","G","G","|",".",".","."]
[2,1,18,{"$f":"INDEX(Assump!$C$30:$N$30,$A1870)*INDEX(Assump!$C$56:$FN$56,($B1870-1)*Hrs_in_dy+$C1870)","v":0.53734554141293522},{"$f":"INDEX(ePrice!$F1871:$K1871,P_Off)*EPrice_Fac","v":303.78302716760015},15.55141824553718,null,15.55141824553718,13.478988304093566,1.7448509999999999,322.56004587185595,73.074428659649115,"G","G","G","|",".",".","."]
[2,1,19,{"$f":"INDEX(Assump!$C$30:$N$30,$A1871)*INDEX(Assump!$C$56:$FN$56,($B1871-1)*Hrs_in_dy+$C1871)","v":0.53734554141293522},{"$f":"INDEX(ePrice!$F1872:$K1872,P_Off)*EPrice_Fac","v":302.09884223175317},15.55141824553718,null,15.55141824553718,13.478988304093566,1.7448509999999999,320.85884896695995,73.074428659649115,"G","G","G","|",".",".","."]
[2,1,20,{"$f":"INDEX(Assump!$C$30:$N$30,$A1872)*INDEX(Assump!$C$56:$FN$56,($B1872-1)*Hrs_in_dy+$C1872)","v":0.53734554141293522},{"$f":"INDEX(ePrice!$F1873:$K1873,P_Off)*EPrice_Fac","v":299.54327465518531},15.55141824553718,null,15.55141824553718,13.478988304093566,1.7448509999999999,318.27746757648742,73.074428659649115,"G","G","G","|",".",".","."]
[2,1,21,{"$f":"INDEX(Assump!$C$30:$N$30,$A1873)*INDEX(Assump!$C$56:$FN$56,($B1873-1)*Hrs_in_dy+$C1873)","v":0.53734554141293522},{"$f":"INDEX(ePrice!$F1874:$K1874,P_Off)*EPrice_Fac","v":299.29430818640799},15.55141824553718,null,15.55141824553718,13.478988304093566,1.7448509999999999,318.02598629489415,73.074428659649115,"G","G","G","|",".",".","."]
[2,1,22,{"$f":"INDEX(Assump!$C$30:$N$30,$A1874)*INDEX(Assump!$C$56:$FN$56,($B1874-1)*Hrs_in_dy+$C1874)","v":0.53734554141293522},{"$f":"INDEX(ePrice!$F1875:$K1875,P_Off)*EPrice_Fac","v":271.40274114014198},15.55141824553718,null,15.55141824553718,13.478988304093566,1.7448509999999999,289.85268624816081,73.074428659649115,"G","G","G","|",".",".","."]
[2,1,23,{"$f":"INDEX(Assump!$C$30:$N$30,$A1875)*INDEX(Assump!$C$56:$FN$56,($B1875-1)*Hrs_in_dy+$C1875)","v":0.53734554141293522},{"$f":"INDEX(ePrice!$F1876:$K1876,P_Off)*EPrice_Fac","v":198.89491838032961},15.55141824553718,null,15.55141824553718,13.478988304093566,1.7448509999999999,216.6124612382493,73.074428659649115,"G","G","G","|",".",".","."]
[2,1,24,{"$f":"INDEX(Assump!$C$30:$N$30,$A1876)*INDEX(Assump!$C$56:$FN$56,($B1876-1)*Hrs_in_dy+$C1876)","v":0.53734554141293522},{"$f":"INDEX(ePrice!$F1877:$K1877,P_Off)*EPrice_Fac","v":175.44813505605984},15.55141824553718,null,15.55141824553718,13.478988304093566,1.7448509999999999,192.92884171878487,73.074428659649115,"G","G","G","|",".",".","."]
[2,2,1,{"$f":"INDEX(Assump!$C$30:$N$30,$A1877)*INDEX(Assump!$C$56:$FN$56,($B1877-1)*Hrs_in_dy+$C1877)","v":0.53734554141293522},{"$f":"INDEX(ePrice!$F1878:$K1878,P_Off)*EPrice_Fac","v":138.68896819539955},15.55141824553718,null,15.55141824553718,13.478988304093566,1.7448509999999999,155.79837014236034,73.074428659649115,"G","G","G","|",12.896292993910452,12.896292993910452,12.896292993910452]
[2,2,2,{"$f":"INDEX(Assump!$C$30:$N$30,$A1878)*INDEX(Assump!$C$56:$FN$56,($B1878-1)*Hrs_in_dy+$C1878)","v":0.53734554141293522},{"$f":"INDEX(ePrice!$F1879:$K1879,P_Off)*EPrice_Fac","v":133.61444575826059},15.55141824553718,null,15.55141824553718,13.478988304093566,1.7448509999999999,150.67258990282602,73.074428659649115,"G","G","G","|",".",".","."]
[2,2,3,{"$f":"INDEX(Assump!$C$30:$N$30,$A1879)*INDEX(Assump!$C$56:$FN$56,($B1879-1)*Hrs_in_dy+$C1879)","v":0.53734554141293522},{"$f":"INDEX(ePrice!$F1880:$K1880,P_Off)*EPrice_Fac","v":127.85160426038416},15.55141824553718,null,15.55141824553718,13.478988304093566,1.7448509999999999,144.85153788476904,73.074428659649115,"G","G","G","|",".",".","."]
[2,2,4,{"$f":"INDEX(Assump!$C$30:$N$30,$A1880)*INDEX(Assump!$C$56:$FN$56,($B1880-1)*Hrs_in_dy+$C1880)","v":0.53734554141293522},{"$f":"INDEX(ePrice!$F1881:$K1881,P_Off)*EPrice_Fac","v":119.57713044513595},15.55141824553718,null,15.55141824553718,13.478988304093566,1.7448509999999999,136.49348352593248,73.074428659649115,"G","G","G","|",".",".","."]
[2,2,5,{"$f":"INDEX(Assump!$C$30:$N$30,$A1881)*INDEX(Assump!$C$56:$FN$56,($B1881-1)*Hrs_in_dy+$C1881)","v":0.53734554141293522},{"$f":"INDEX(ePrice!$F1882:$K1882,P_Off)*EPrice_Fac","v":117.95152585488364},15.55141824553718,null,15.55141824553718,13.478988304093566,1.7448509999999999,134.85145868729376,73.074428659649115,"G","G","G","|",".",".","."]
[2,2,6,{"$f":"INDEX(Assump!$C$30:$N$30,$A1882)*INDEX(Assump!$C$56:$FN$56,($B1882-1)*Hrs_in_dy+$C1882)","v":0.53734554141293522},{"$f":"INDEX(ePrice!$F1883:$K1883,P_Off)*EPrice_Fac","v":126.87038347167331},15.55141824553718,null,15.55141824553718,13.478988304093566,1.7448509999999999,143.8604057749601,73.074428659649115,"G","G","G","|",".",".","."]
[2,2,7,{"$f":"INDEX(Assump!$C$30:$N$30,$A1883)*INDEX(Assump!$C$56:$FN$56,($B1883-1)*Hrs_in_dy+$C1883)","v":0.53734554141293522},{"$f":"INDEX(ePrice!$F1884:$K1884,P_Off)*EPrice_Fac","v":185.73630825112511},15.55141824553718,null,15.55141824553718,13.478988304093566,1.7448509999999999,203.32093585521443,73.074428659649115,"G","G","G","|",".",".","."]
[2,2,8,{"$f":"INDEX(Assump!$C$30:$N$30,$A1884)*INDEX(Assump!$C$56:$FN$56,($B1884-1)*Hrs_in_dy+$C1884)","v":0.53734554141293522},{"$f":"INDEX(ePrice!$F1885:$K1885,P_Off)*EPrice_Fac","v":278.93763809225743},15.55141824553718,null,15.55141824553718,13.478988304093566,1.7448509999999999,297.46369327049962,73.074428659649115,"G","G","G","|",".",".","."]
[2,2,9,{"$f":"INDEX(Assump!$C$30:$N$30,$A1885)*INDEX(Assump!$C$56:$FN$56,($B1885-1)*Hrs_in_dy+$C1885)","v":0.53734554141293522},{"$f":"INDEX(ePrice!$F1886:$K1886,P_Off)*EPrice_Fac","v":313.83687898028666},15.55141824553718,null,15.55141824553718,13.478988304093566,1.7448509999999999,332.71545174325644,73.074428659649115,"G","G","G","|",".",".","."]
[2,2,10,{"$f":"INDEX(Assump!$C$30:$N$30,$A1886)*INDEX(Assump!$C$56:$FN$56,($B1886-1)*Hrs_in_dy+$C1886)","v":0.53734554141293522},{"$f":"INDEX(ePrice!$F1887:$K1887,P_Off)*EPrice_Fac","v":267.01653776374047},15.55141824553718,null,15.55141824553718,13.478988304093566,1.7448509999999999,285.42217778714917,73.074428659649115,"G","G","G","|",".",".","."]
[2,2,11,{"$f":"INDEX(Assump!$C$30:$N$30,$A1887)*INDEX(Assump!$C$56:$FN$56,($B1887-1)*Hrs_in_dy+$C1887)","v":0.53734554141293522},{"$f":"INDEX(ePrice!$F1888:$K1888,P_Off)*EPrice_Fac","v":245.86171046086247},15.55141824553718,null,15.55141824553718,13.478988304093566,1.7448509999999999,264.05366535999968,73.074428659649115,"G","G","G","|",".",".","."]
[2,2,12,{"$f":"INDEX(Assump!$C$30:$N$30,$A1888)*INDEX(Assump!$C$56:$FN$56,($B1888-1)*Hrs_in_dy+$C1888)","v":0.53734554141293522},{"$f":"INDEX(ePrice!$F1889:$K1889,P_Off)*EPrice_Fac","v":246.10335438644054},15.55141824553718,null,15.55141824553718,13.478988304093566,1.7448509999999999,264.29775013331084,73.074428659649115,"G","G","G","|",".",".","."]
[2,2,13,{"$f":"INDEX(Assump!$C$30:$N$30,$A1889)*INDEX(Assump!$C$56:$FN$56,($B1889-1)*Hrs_in_dy+$C1889)","v":0.53734554141293522},{"$f":"INDEX(ePrice!$F1890:$K1890,P_Off)*EPrice_Fac","v":300.79542954227156},15.55141824553718,null,15.55141824553718,13.478988304093566,1.7448509999999999,319.54227049273612,73.074428659649115,"G","G","G","|",".",".","."]
[2,2,14,{"$f":"INDEX(Assump!$C$30:$N$30,$A1890)*INDEX(Assump!$C$56:$FN$56,($B1890-1)*Hrs_in_dy+$C1890)","v":0.53734554141293522},{"$f":"INDEX(ePrice!$F1891:$K1891,P_Off)*EPrice_Fac","v":271.89335153449741},15.55141824553718,null,15.55141824553718,13.478988304093566,1.7448509999999999,290.34825230306529,73.074428659649115,"G","G","G","|",".",".","."]
[2,2,15,{"$f":"INDEX(Assump!$C$30:$N$30,$A1891)*INDEX(Assump!$C$56:$FN$56,($B1891-1)*Hrs_in_dy+$C1891)","v":0.53734554141293522},{"$f":"INDEX(ePrice!$F1892:$K1892,P_Off)*EPrice_Fac","v":226.19335942744942},15.55141824553718,null,15.55141824553718,13.478988304093566,1.7448509999999999,244.18664411412789,73.074428659649115,"G","G","G","|",".",".","."]
[2,2,16,{"$f":"INDEX(Assump!$C$30:$N$30,$A1892)*INDEX(Assump!$C$56:$FN$56,($B1892-1)*Hrs_in_dy+$C1892)","v":0.53734554141293522},{"$f":"INDEX(ePrice!$F1893:$K1893,P_Off)*EPrice_Fac","v":227.2844183641503},15.55141824553718,null,15.55141824553718,13.478988304093566,1.7448509999999999,245.28872384816918,73.074428659649115,"G","G","G","|",".",".","."]
[2,2,17,{"$f":"INDEX(Assump!$C$30:$N$30,$A1893)*INDEX(Assump!$C$56:$FN$56,($B1893-1)*Hrs_in_dy+$C1893)","v":0.53734554141293522},{"$f":"INDEX(ePrice!$F1894:$K1894,P_Off)*EPrice_Fac","v":238.85403661909916},15.55141824553718,null,15.55141824553718,13.478988304093566,1.7448509999999999,256.9752069339761,73.074428659649115,"G","G","G","|",".",".","."]
[2,2,18,{"$f":"INDEX(Assump!$C$30:$N$30,$A1894)*INDEX(Assump!$C$56:$FN$56,($B1894-1)*Hrs_in_dy+$C1894)","v":0.53734554141293522},{"$f":"INDEX(ePrice!$F1895:$K1895,P_Off)*EPrice_Fac","v":213.69377818618511},15.55141824553718,null,15.55141824553718,13.478988304093566,1.7448509999999999,231.56080447648716,73.074428659649115,"G","G","G","|",".",".","."]
[2,2,19,{"$f":"INDEX(Assump!$C$30:$N$30,$A1895)*INDEX(Assump!$C$56:$FN$56,($B1895-1)*Hrs_in_dy+$C1895)","v":0.53734554141293522},{"$f":"INDEX(ePrice!$F1896:$K1896,P_Off)*EPrice_Fac","v":169.37774674381134},15.55141824553718,null,15.55141824553718,13.478988304093566,1.7448509999999999,186.79713635287729,73.074428659649115,"G","G","G","|",".",".","."]
[2,2,20,{"$f":"INDEX(Assump!$C$30:$N$30,$A1896)*INDEX(Assump!$C$56:$FN$56,($B1896-1)*Hrs_in_dy+$C1896)","v":0.53734554141293522},{"$f":"INDEX(ePrice!$F1897:$K1897,P_Off)*EPrice_Fac","v":179.53411416128861},15.55141824553718,null,15.55141824553718,13.478988304093566,1.7448509999999999,197.05609334022807,73.074428659649115,"G","G","G","|",".",".","."]
[2,2,21,{"$f":"INDEX(Assump!$C$30:$N$30,$A1897)*INDEX(Assump!$C$56:$FN$56,($B1897-1)*Hrs_in_dy+$C1897)","v":0.53734554141293522},{"$f":"INDEX(ePrice!$F1898:$K1898,P_Off)*EPrice_Fac","v":180.7935915915742},15.55141824553718,null,15.55141824553718,13.478988304093566,1.7448509999999999,198.32829276475897,73.074428659649115,"G","G","G","|",".",".","."]
[2,2,22,{"$f":"INDEX(Assump!$C$30:$N$30,$A1898)*INDEX(Assump!$C$56:$FN$56,($B1898-1)*Hrs_in_dy+$C1898)","v":0.53734554141293522},{"$f":"INDEX(ePrice!$F1899:$K1899,P_Off)*EPrice_Fac","v":197.19608835808393},15.55141824553718,null,15.55141824553718,13.478988304093566,1.7448509999999999,214.89647131678899,73.074428659649115,"G","G","G","|",".",".","."]
[2,2,23,{"$f":"INDEX(Assump!$C$30:$N$30,$A1899)*INDEX(Assump!$C$56:$FN$56,($B1899-1)*Hrs_in_dy+$C1899)","v":0.53734554141293522},{"$f":"INDEX(ePrice!$F1900:$K1900,P_Off)*EPrice_Fac","v":155.53081755386941},15.55141824553718,null,15.55141824553718,13.478988304093566,1.7448509999999999,172.8103391913198,73.074428659649115,"G","G","G","|",".",".","."]
[2,2,24,{"$f":"INDEX(Assump!$C$30:$N$30,$A1900)*INDEX(Assump!$C$56:$FN$56,($B1900-1)*Hrs_in_dy+$C1900)","v":0.53734554141293522},{"$f":"INDEX(ePrice!$F1901:$K1901,P_Off)*EPrice_Fac","v":140.40976584724322},15.55141824553718,null,15.55141824553718,13.478988304093566,1.7448509999999999,157.53654958866707,73.074428659649115,"G","G","G","|",".",".","."]
[2,3,1,{"$f":"INDEX(Assump!$C$30:$N$30,$A1901)*INDEX(Assump!$C$56:$FN$56,($B1901-1)*Hrs_in_dy+$C1901)","v":0.53734554141293522},{"$f":"INDEX(ePrice!$F1902:$K1902,P_Off)*EPrice_Fac","v":136.2944965692171},15.55141824553718,null,15.55141824553718,13.478988304093566,1.7448509999999999,153.37971193409524,73.074428659649115,"G","G","G","|",12.896292993910452,12.896292993910452,12.896292993910452]
[2,3,2,{"$f":"INDEX(Assump!$C$30:$N$30,$A1902)*INDEX(Assump!$C$56:$FN$56,($B1902-1)*Hrs_in_dy+$C1902)","v":0.53734554141293522},{"$f":"INDEX(ePrice!$F1903:$K1903,P_Off)*EPrice_Fac","v":125.83058233736779},15.55141824553718,null,15.55141824553718,13.478988304093566,1.7448509999999999,142.81010159889391,73.074428659649115,"G","G","G","|",".",".","."]
[2,3,3,{"$f":"INDEX(Assump!$C$30:$N$30,$A1903)*INDEX(Assump!$C$56:$FN$56,($B1903-1)*Hrs_in_dy+$C1903)","v":0.53734554141293522},{"$f":"INDEX(ePrice!$F1904:$K1904,P_Off)*EPrice_Fac","v":119.76751656831865},15.55141824553718,null,15.55141824553718,13.478988304093566,1.7448509999999999,136.68579274126853,73.074428659649115,"G","G","G","|",".",".","."]
[2,3,4,{"$f":"INDEX(Assump!$C$30:$N$30,$A1904)*INDEX(Assump!$C$56:$FN$56,($B1904-1)*Hrs_in_dy+$C1904)","v":0.53734554141293522},{"$f":"INDEX(ePrice!$F1905:$K1905,P_Off)*EPrice_Fac","v":119.08652005078052},15.55141824553718,null,15.55141824553718,13.478988304093566,1.7448509999999999,135.99791747102799,73.074428659649115,"G","G","G","|",".",".","."]
[2,3,5,{"$f":"INDEX(Assump!$C$30:$N$30,$A1905)*INDEX(Assump!$C$56:$FN$56,($B1905-1)*Hrs_in_dy+$C1905)","v":0.53734554141293522},{"$f":"INDEX(ePrice!$F1906:$K1906,P_Off)*EPrice_Fac","v":124.53449219108553},15.55141824553718,null,15.55141824553718,13.478988304093566,1.7448509999999999,141.50091963295225,73.074428659649115,"G","G","G","|",".",".","."]
[2,3,6,{"$f":"INDEX(Assump!$C$30:$N$30,$A1906)*INDEX(Assump!$C$56:$FN$56,($B1906-1)*Hrs_in_dy+$C1906)","v":0.53734554141293522},{"$f":"INDEX(ePrice!$F1907:$K1907,P_Off)*EPrice_Fac","v":139.44319014493104},15.55141824553718,null,15.55141824553718,13.478988304093566,1.7448509999999999,156.56021049542244,73.074428659649115,"G","G","G","|",".",".","."]
[2,3,7,{"$f":"INDEX(Assump!$C$30:$N$30,$A1907)*INDEX(Assump!$C$56:$FN$56,($B1907-1)*Hrs_in_dy+$C1907)","v":0.53734554141293522},{"$f":"INDEX(ePrice!$F1908:$K1908,P_Off)*EPrice_Fac","v":171.53057444441578},15.55141824553718,null,15.55141824553718,13.478988304093566,1.7448509999999999,188.97170978783126,73.074428659649115,"G","G","G","|",".",".","."]
[2,3,8,{"$f":"INDEX(Assump!$C$30:$N$30,$A1908)*INDEX(Assump!$C$56:$FN$56,($B1908-1)*Hrs_in_dy+$C1908)","v":0.53734554141293522},{"$f":"INDEX(ePrice!$F1909:$K1909,P_Off)*EPrice_Fac","v":211.87046492955076},15.55141824553718,null,15.55141824553718,13.478988304093566,1.7448509999999999,229.71907391423025,73.074428659649115,"G","G","G","|",".",".","."]
[2,3,9,{"$f":"INDEX(Assump!$C$30:$N$30,$A1909)*INDEX(Assump!$C$56:$FN$56,($B1909-1)*Hrs_in_dy+$C1909)","v":0.53734554141293522},{"$f":"INDEX(ePrice!$F1910:$K1910,P_Off)*EPrice_Fac","v":232.13194196210989},15.55141824553718,null,15.55141824553718,13.478988304093566,1.7448509999999999,250.18521233095663,73.074428659649115,"G","G","G","|",".",".","."]
[2,3,10,{"$f":"INDEX(Assump!$C$30:$N$30,$A1910)*INDEX(Assump!$C$56:$FN$56,($B1910-1)*Hrs_in_dy+$C1910)","v":0.53734554141293522},{"$f":"INDEX(ePrice!$F1911:$K1911,P_Off)*EPrice_Fac","v":216.41044171313823},15.55141824553718,null,15.55141824553718,13.478988304093566,1.7448509999999999,234.30490904916707,73.074428659649115,"G","G","G","|",".",".","."]
[2,3,11,{"$f":"INDEX(Assump!$C$30:$N$30,$A1911)*INDEX(Assump!$C$56:$FN$56,($B1911-1)*Hrs_in_dy+$C1911)","v":0.53734554141293522},{"$f":"INDEX(ePrice!$F1912:$K1912,P_Off)*EPrice_Fac","v":184.19125163606552},15.55141824553718,null,15.55141824553718,13.478988304093566,1.7448509999999999,201.7602726076795,73.074428659649115,"G","G","G","|",".",".","."]
[2,3,12,{"$f":"INDEX(Assump!$C$30:$N$30,$A1912)*INDEX(Assump!$C$56:$FN$56,($B1912-1)*Hrs_in_dy+$C1912)","v":0.53734554141293522},{"$f":"INDEX(ePrice!$F1913:$K1913,P_Off)*EPrice_Fac","v":185.27498802956703},15.55141824553718,null,15.55141824553718,13.478988304093566,1.7448509999999999,202.85495583343859,73.074428659649115,"G","G","G","|",".",".","."]
[2,3,13,{"$f":"INDEX(Assump!$C$30:$N$30,$A1913)*INDEX(Assump!$C$56:$FN$56,($B1913-1)*Hrs_in_dy+$C1913)","v":0.53734554141293522},{"$f":"INDEX(ePrice!$F1914:$K1914,P_Off)*EPrice_Fac","v":199.90542934183779},15.55141824553718,null,15.55141824553718,13.478988304093566,1.7448509999999999,217.63317938118684,73.074428659649115,"G","G","G","|",".",".","."]
[2,3,14,{"$f":"INDEX(Assump!$C$30:$N$30,$A1914)*INDEX(Assump!$C$56:$FN$56,($B1914-1)*Hrs_in_dy+$C1914)","v":0.53734554141293522},{"$f":"INDEX(ePrice!$F1915:$K1915,P_Off)*EPrice_Fac","v":215.45118855402544},15.55141824553718,null,15.55141824553718,13.478988304093566,1.7448509999999999,233.33596646420466,73.074428659649115,"G","G","G","|",".",".","."]
[2,3,15,{"$f":"INDEX(Assump!$C$30:$N$30,$A1915)*INDEX(Assump!$C$56:$FN$56,($B1915-1)*Hrs_in_dy+$C1915)","v":0.53734554141293522},{"$f":"INDEX(ePrice!$F1916:$K1916,P_Off)*EPrice_Fac","v":215.2827700604407},15.55141824553718,null,15.55141824553718,13.478988304093566,1.7448509999999999,233.16584677371503,73.074428659649115,"G","G","G","|",".",".","."]
[2,3,16,{"$f":"INDEX(Assump!$C$30:$N$30,$A1916)*INDEX(Assump!$C$56:$FN$56,($B1916-1)*Hrs_in_dy+$C1916)","v":0.53734554141293522},{"$f":"INDEX(ePrice!$F1917:$K1917,P_Off)*EPrice_Fac","v":215.87589605958681},15.55141824553718,null,15.55141824553718,13.478988304093566,1.7448509999999999,233.76496394456967,73.074428659649115,"G","G","G","|",".",".","."]
[2,3,17,{"$f":"INDEX(Assump!$C$30:$N$30,$A1917)*INDEX(Assump!$C$56:$FN$56,($B1917-1)*Hrs_in_dy+$C1917)","v":0.53734554141293522},{"$f":"INDEX(ePrice!$F1918:$K1918,P_Off)*EPrice_Fac","v":208.46548234186008},15.55141824553718,null,15.55141824553718,13.478988304093566,1.7448509999999999,226.27969756302753,73.074428659649115,"G","G","G","|",".",".","."]
[2,3,18,{"$f":"INDEX(Assump!$C$30:$N$30,$A1918)*INDEX(Assump!$C$56:$FN$56,($B1918-1)*Hrs_in_dy+$C1918)","v":0.53734554141293522},{"$f":"INDEX(ePrice!$F1919:$K1919,P_Off)*EPrice_Fac","v":203.35434718872449},15.55141824553718,null,15.55141824553718,13.478988304093566,1.7448509999999999,221.1169347820825,73.074428659649115,"G","G","G","|",".",".","."]
[2,3,19,{"$f":"INDEX(Assump!$C$30:$N$30,$A1919)*INDEX(Assump!$C$56:$FN$56,($B1919-1)*Hrs_in_dy+$C1919)","v":0.53734554141293522},{"$f":"INDEX(ePrice!$F1920:$K1920,P_Off)*EPrice_Fac","v":207.68197021953128},15.55141824553718,null,15.55141824553718,13.478988304093566,1.7448509999999999,225.48827117683683,73.074428659649115,"G","G","G","|",".",".","."]
[2,3,20,{"$f":"INDEX(Assump!$C$30:$N$30,$A1920)*INDEX(Assump!$C$56:$FN$56,($B1920-1)*Hrs_in_dy+$C1920)","v":0.53734554141293522},{"$f":"INDEX(ePrice!$F1921:$K1921,P_Off)*EPrice_Fac","v":202.10219230163821},15.55141824553718,null,15.55141824553718,13.478988304093566,1.7448509999999999,219.85213186583374,73.074428659649115,"G","G","G","|",".",".","."]
[2,3,21,{"$f":"INDEX(Assump!$C$30:$N$30,$A1921)*INDEX(Assump!$C$56:$FN$56,($B1921-1)*Hrs_in_dy+$C1921)","v":0.53734554141293522},{"$f":"INDEX(ePrice!$F1922:$K1922,P_Off)*EPrice_Fac","v":209.16112394579687},15.55141824553718,null,15.55141824553718,13.478988304093566,1.7448509999999999,226.98236584983238,73.074428659649115,"G","G","G","|",".",".","."]
[2,3,22,{"$f":"INDEX(Assump!$C$30:$N$30,$A1922)*INDEX(Assump!$C$56:$FN$56,($B1922-1)*Hrs_in_dy+$C1922)","v":0.53734554141293522},{"$f":"INDEX(ePrice!$F1923:$K1923,P_Off)*EPrice_Fac","v":201.97038652405018},15.55141824553718,null,15.55141824553718,13.478988304093566,1.7448509999999999,219.71899471675491,73.074428659649115,"G","G","G","|",".",".","."]
[2,3,23,{"$f":"INDEX(Assump!$C$30:$N$30,$A1923)*INDEX(Assump!$C$56:$FN$56,($B1923-1)*Hrs_in_dy+$C1923)","v":0.53734554141293522},{"$f":"INDEX(ePrice!$F1924:$K1924,P_Off)*EPrice_Fac","v":191.69685841538353},15.55141824553718,null,15.55141824553718,13.478988304093566,1.7448509999999999,209.3416935968896,73.074428659649115,"G","G","G","|",".",".","."]
[2,3,24,{"$f":"INDEX(Assump!$C$30:$N$30,$A1924)*INDEX(Assump!$C$56:$FN$56,($B1924-1)*Hrs_in_dy+$C1924)","v":0.53734554141293522},{"$f":"INDEX(ePrice!$F1925:$K1925,P_Off)*EPrice_Fac","v":163.38790640675558},15.55141824553718,null,15.55141824553718,13.478988304093566,1.7448509999999999,180.7467925780735,73.074428659649115,"G","G","G","|",".",".","."]
[2,4,1,{"$f":"INDEX(Assump!$C$30:$N$30,$A1925)*INDEX(Assump!$C$56:$FN$56,($B1925-1)*Hrs_in_dy+$C1925)","v":0.53734554141293522},{"$f":"INDEX(ePrice!$F1926:$K1926,P_Off)*EPrice_Fac","v":145.23532181560481},{"$f":"Nwk_Elec_Var","v":15.55141824553718},null,15.55141824553718,{"$f":"IF(Other_fuel=\"Gas\",\nCHOOSE(Gas_price_option,Other_fuel_price_wholesale_flex,Gas_elec_m*$E1925+Gas_elec_c),\nOther_fuel_price_wholesale_flex)","v":13.478988304093566},{"$f":"IF(Other_fuel=\"Gas\",Nwk_Gas_Var,0)","v":1.7448509999999999},162.41084854660807,73.074428659649115,{"$f":"IF(K1925<L1925,ID_E,ID_O)","v":"G"},{"$f":"IF($C1925=1,IF(SUM($D1925:$D1948)=0,\".\",IF(SUMPRODUCT($K1925:$K1948,$D1925:$D1948)<SUMPRODUCT($L1925:$L1948,$D1925:$D1948),ID_E,ID_O)),N1924)","v":"G"},{"$f":"IF(SUM($B1925:$C1925)=2,IF(SUMPRODUCT($K1925:$K2092,$D1925:$D2092)<SUMPRODUCT($L1925:$L2092,$D1925:$D2092),ID_E,ID_O),O1924)","v":"G"},"|",{"$f":"IF($C1925=1,SUMIFS($D1925:$D1948,M1925:M1948,ID_O),\".\")","v":12.896292993910452},{"$f":"IF($C1925=1,SUMIFS($D1925:$D1948,N1925:N1948,ID_O),\".\")","v":12.896292993910452},{"$f":"IF($C1925=1,SUMIFS($D1925:$D1948,O1925:O1948,ID_O),\".\")","v":12.896292993910452}]
[2,4,2,{"$f":"INDEX(Assump!$C$30:$N$30,$A1926)*INDEX(Assump!$C$56:$FN$56,($B1926-1)*Hrs_in_dy+$C1926)","v":0.53734554141293522},{"$f":"INDEX(ePrice!$F1927:$K1927,P_Off)*EPrice_Fac","v":137.68577977709072},15.55141824553718,null,{"$f":"SUM($F1926:$G1926)","v":15.55141824553718},13.478988304093566,1.7448509999999999,{"$f":"SUM(E1926,H1926)/COP_Elec","v":154.78504850770494},{"$f":"SUM(I1926:J1926)*GJ_MWh/COP_Other","v":73.074428659649115},"G","G","G","|",".",".","."]
[2,4,3,{"$f":"INDEX(Assump!$C$30:$N$30,$A1927)*INDEX(Assump!$C$56:$FN$56,($B1927-1)*Hrs_in_dy+$C1927)","v":0.53734554141293522},{"$f":"INDEX(ePrice!$F1928:$K1928,P_Off)*EPrice_Fac","v":139.21619130575166},15.55141824553718,null,15.55141824553718,13.478988304093566,1.7448509999999999,156.33091873867559,73.074428659649115,"G","G","G","|",".",".","."]
[2,4,4,{"$f":"INDEX(Assump!$C$30:$N$30,$A1928)*INDEX(Assump!$C$56:$FN$56,($B1928-1)*Hrs_in_dy+$C1928)","v":0.53734554141293522},{"$f":"INDEX(ePrice!$F1929:$K1929,P_Off)*EPrice_Fac","v":142.11591841268819},15.55141824553718,null,15.55141824553718,13.478988304093566,1.7448509999999999,159.25993601840946,73.074428659649115,"G","G","G","|",".",".","."]
[2,4,5,{"$f":"INDEX(Assump!$C$30:$N$30,$A1929)*INDEX(Assump!$C$56:$FN$56,($B1929-1)*Hrs_in_dy+$C1929)","v":0.53734554141293522},{"$f":"INDEX(ePrice!$F1930:$K1930,P_Off)*EPrice_Fac","v":138.28622831943613},15.55141824553718,null,15.55141824553718,13.478988304093566,1.7448509999999999,155.39156218684172,73.074428659649115,"G","G","G","|",".",".","."]
[2,4,6,{"$f":"INDEX(Assump!$C$30:$N$30,$A1930)*INDEX(Assump!$C$56:$FN$56,($B1930-1)*Hrs_in_dy+$C1930)","v":0.53734554141293522},{"$f":"INDEX(ePrice!$F1931:$K1931,P_Off)*EPrice_Fac","v":146.69983045547175},15.55141824553718,null,15.55141824553718,13.478988304093566,1.7448509999999999,163.89015020303933,73.074428659649115,"G","G","G","|",".",".","."]
[2,4,7,{"$f":"INDEX(Assump!$C$30:$N$30,$A1931)*INDEX(Assump!$C$56:$FN$56,($B1931-1)*Hrs_in_dy+$C1931)","v":0.53734554141293522},{"$f":"INDEX(ePrice!$F1932:$K1932,P_Off)*EPrice_Fac","v":185.42876143675309},15.55141824553718,null,15.55141824553718,13.478988304093566,1.7448509999999999,203.01028250736391,73.074428659649115,"G","G","G","|",".",".","."]
[2,4,8,{"$f":"INDEX(Assump!$C$30:$N$30,$A1932)*INDEX(Assump!$C$56:$FN$56,($B1932-1)*Hrs_in_dy+$C1932)","v":0.53734554141293522},{"$f":"INDEX(ePrice!$F1933:$K1933,P_Off)*EPrice_Fac","v":252.32751610587508},15.55141824553718,null,15.55141824553718,13.478988304093566,1.7448509999999999,270.58478217314371,73.074428659649115,"G","G","G","|",".",".","."]
[2,4,9,{"$f":"INDEX(Assump!$C$30:$N$30,$A1933)*INDEX(Assump!$C$56:$FN$56,($B1933-1)*Hrs_in_dy+$C1933)","v":0.53734554141293522},{"$f":"INDEX(ePrice!$F1934:$K1934,P_Off)*EPrice_Fac","v":294.85684700761107},15.55141824553718,null,15.55141824553718,13.478988304093566,1.7448509999999999,313.54370227590732,73.074428659649115,"G","G","G","|",".",".","."]
[2,4,10,{"$f":"INDEX(Assump!$C$30:$N$30,$A1934)*INDEX(Assump!$C$56:$FN$56,($B1934-1)*Hrs_in_dy+$C1934)","v":0.53734554141293522},{"$f":"INDEX(ePrice!$F1935:$K1935,P_Off)*EPrice_Fac","v":288.05420437542915},15.55141824553718,null,15.55141824553718,13.478988304093566,1.7448509999999999,306.67234608178421,73.074428659649115,"G","G","G","|",".",".","."]
[2,4,11,{"$f":"INDEX(Assump!$C$30:$N$30,$A1935)*INDEX(Assump!$C$56:$FN$56,($B1935-1)*Hrs_in_dy+$C1935)","v":0.53734554141293522},{"$f":"INDEX(ePrice!$F1936:$K1936,P_Off)*EPrice_Fac","v":276.46994103408161},15.55141824553718,null,15.55141824553718,13.478988304093566,1.7448509999999999,294.97106997941296,73.074428659649115,"G","G","G","|",".",".","."]
[2,4,12,{"$f":"INDEX(Assump!$C$30:$N$30,$A1936)*INDEX(Assump!$C$56:$FN$56,($B1936-1)*Hrs_in_dy+$C1936)","v":0.53734554141293522},{"$f":"INDEX(ePrice!$F1937:$K1937,P_Off)*EPrice_Fac","v":287.98097894343579},15.55141824553718,null,15.55141824553718,13.478988304093566,1.7448509999999999,306.59838099896263,73.074428659649115,"G","G","G","|",".",".","."]
[2,4,13,{"$f":"INDEX(Assump!$C$30:$N$30,$A1937)*INDEX(Assump!$C$56:$FN$56,($B1937-1)*Hrs_in_dy+$C1937)","v":0.53734554141293522},{"$f":"INDEX(ePrice!$F1938:$K1938,P_Off)*EPrice_Fac","v":291.4811545927177},15.55141824553718,null,15.55141824553718,13.478988304093566,1.7448509999999999,310.13391195783322,73.074428659649115,"G","G","G","|",".",".","."]
[2,4,14,{"$f":"INDEX(Assump!$C$30:$N$30,$A1938)*INDEX(Assump!$C$56:$FN$56,($B1938-1)*Hrs_in_dy+$C1938)","v":0.53734554141293522},{"$f":"INDEX(ePrice!$F1939:$K1939,P_Off)*EPrice_Fac","v":301.37391045501903},15.55141824553718,null,15.55141824553718,13.478988304093566,1.7448509999999999,320.12659464702648,73.074428659649115,"G","G","G","|",".",".","."]
[2,4,15,{"$f":"INDEX(Assump!$C$30:$N$30,$A1939)*INDEX(Assump!$C$56:$FN$56,($B1939-1)*Hrs_in_dy+$C1939)","v":0.53734554141293522},{"$f":"INDEX(ePrice!$F1940:$K1940,P_Off)*EPrice_Fac","v":312.52614374760577},15.55141824553718,null,15.55141824553718,13.478988304093566,1.7448509999999999,331.39147676075049,73.074428659649115,"G","G","G","|",".",".","."]
[2,4,16,{"$f":"INDEX(Assump!$C$30:$N$30,$A1940)*INDEX(Assump!$C$56:$FN$56,($B1940-1)*Hrs_in_dy+$C1940)","v":0.53734554141293522},{"$f":"INDEX(ePrice!$F1941:$K1941,P_Off)*EPrice_Fac","v":310.98108713254612},15.55141824553718,null,15.55141824553718,13.478988304093566,1.7448509999999999,329.8308135132155,73.074428659649115,"G","G","G","|",".",".","."]
[2,4,17,{"$f":"INDEX(Assump!$C$30:$N$30,$A1941)*INDEX(Assump!$C$56:$FN$56,($B1941-1)*Hrs_in_dy+$C1941)","v":0.53734554141293522},{"$f":"INDEX(ePrice!$F1942:$K1942,P_Off)*EPrice_Fac","v":308.98203283912778},15.55141824553718,null,15.55141824553718,13.478988304093566,1.7448509999999999,327.81156675218688,73.074428659649115,"G","G","G","|",".",".","."]
[2,4,18,{"$f":"INDEX(Assump!$C$30:$N$30,$A1942)*INDEX(Assump!$C$56:$FN$56,($B1942-1)*Hrs_in_dy+$C1942)","v":0.53734554141293522},{"$f":"INDEX(ePrice!$F1943:$K1943,P_Off)*EPrice_Fac","v":298.9428261128399},15.55141824553718,null,15.55141824553718,13.478988304093566,1.7448509999999999,317.67095389735061,73.074428659649115,"G","G","G","|",".",".","."]
[2,4,19,{"$f":"INDEX(Assump!$C$30:$N$30,$A1943)*INDEX(Assump!$C$56:$FN$56,($B1943-1)*Hrs_in_dy+$C1943)","v":0.53734554141293522},{"$f":"INDEX(ePrice!$F1944:$K1944,P_Off)*EPrice_Fac","v":290.0752262984455},15.55141824553718,null,15.55141824553718,13.478988304093566,1.7448509999999999,308.71378236765929,73.074428659649115,"G","G","G","|",".",".","."]
[2,4,20,{"$f":"INDEX(Assump!$C$30:$N$30,$A1944)*INDEX(Assump!$C$56:$FN$56,($B1944-1)*Hrs_in_dy+$C1944)","v":0.53734554141293522},{"$f":"INDEX(ePrice!$F1945:$K1945,P_Off)*EPrice_Fac","v":275.60588093656008},15.55141824553718,null,15.55141824553718,13.478988304093566,1.7448509999999999,294.09828200211848,73.074428659649115,"G","G","G","|",".",".","."]
[2,4,21,{"$f":"INDEX(Assump!$C$30:$N$30,$A1945)*INDEX(Assump!$C$56:$FN$56,($B1945-1)*Hrs_in_dy+$C1945)","v":0.53734554141293522},{"$f":"INDEX(ePrice!$F1946:$K1946,P_Off)*EPrice_Fac","v":299.56524228478332},15.55141824553718,null,15.55141824553718,13.478988304093566,1.7448509999999999,318.29965710133388,73.074428659649115,"G","G","G","|",".",".","."]
[2,4,22,{"$f":"INDEX(Assump!$C$30:$N$30,$A1946)*INDEX(Assump!$C$56:$FN$56,($B1946-1)*Hrs_in_dy+$C1946)","v":0.53734554141293522},{"$f":"INDEX(ePrice!$F1947:$K1947,P_Off)*EPrice_Fac","v":269.30117124193293},15.55141824553718,null,15.55141824553718,13.478988304093566,1.7448509999999999,287.72988837118197,73.074428659649115,"G","G","G","|",".",".","."]
[2,4,23,{"$f":"INDEX(Assump!$C$30:$N$30,$A1947)*INDEX(Assump!$C$56:$FN$56,($B1947-1)*Hrs_in_dy+$C1947)","v":0.53734554141293522},{"$f":"INDEX(ePrice!$F1948:$K1948,P_Off)*EPrice_Fac","v":218.46075380895201},15.55141824553718,null,15.55141824553718,13.478988304093566,1.7448509999999999,236.37593136817088,73.074428659649115,"G","G","G","|",".",".","."]
[2,4,24,{"$f":"INDEX(Assump!$C$30:$N$30,$A1948)*INDEX(Assump!$C$56:$FN$56,($B1948-1)*Hrs_in_dy+$C1948)","v":0.53734554141293522},{"$f":"INDEX(ePrice!$F1949:$K1949,P_Off)*EPrice_Fac","v":213.74503598858041},15.55141824553718,null,15.55141824553718,13.478988304093566,1.7448509999999999,231.61258003446221,73.074428659649115,"G","G","G","|",".",".","."]
[3,5,1,{"$f":"INDEX(Assump!$C$30:$N$30,$A1949)*INDEX(Assump!$C$56:$FN$56,($B1949-1)*Hrs_in_dy+$C1949)","v":0.50122258231192796},{"$f":"INDEX(ePrice!$F1950:$K1950,P_Off)*EPrice_Fac","v":150.9981633134812},15.55141824553718,null,15.55141824553718,13.478988304093566,1.7448509999999999,168.23190056466504,73.074428659649115,"G","G","G","|",12.029341975486277,12.029341975486277,12.029341975486277]
[3,5,2,{"$f":"INDEX(Assump!$C$30:$N$30,$A1950)*INDEX(Assump!$C$56:$FN$56,($B1950-1)*Hrs_in_dy+$C1950)","v":0.50122258231192796},{"$f":"INDEX(ePrice!$F1951:$K1951,P_Off)*EPrice_Fac","v":147.96663042895665},15.55141824553718,null,15.55141824553718,13.478988304093566,1.7448509999999999,165.16974613585236,73.074428659649115,"G","G","G","|",".",".","."]
[3,5,3,{"$f":"INDEX(Assump!$C$30:$N$30,$A1951)*INDEX(Assump!$C$56:$FN$56,($B1951-1)*Hrs_in_dy+$C1951)","v":0.50122258231192796},{"$f":"INDEX(ePrice!$F1952:$K1952,P_Off)*EPrice_Fac","v":142.95068833741237},15.55141824553718,null,15.55141824553718,13.478988304093566,1.7448509999999999,160.10313796257532,73.074428659649115,"G","G","G","|",".",".","."]
[3,5,4,{"$f":"INDEX(Assump!$C$30:$N$30,$A1952)*INDEX(Assump!$C$56:$FN$56,($B1952-1)*Hrs_in_dy+$C1952)","v":0.50122258231192796},{"$f":"INDEX(ePrice!$F1953:$K1953,P_Off)*EPrice_Fac","v":139.49444794732636},15.55141824553718,null,15.55141824553718,13.478988304093566,1.7448509999999999,156.61198605339752,73.074428659649115,"G","G","G","|",".",".","."]
[3,5,5,{"$f":"INDEX(Assump!$C$30:$N$30,$A1953)*INDEX(Assump!$C$56:$FN$56,($B1953-1)*Hrs_in_dy+$C1953)","v":0.50122258231192796},{"$f":"INDEX(ePrice!$F1954:$K1954,P_Off)*EPrice_Fac","v":138.25693814663879},15.55141824553718,null,15.55141824553718,13.478988304093566,1.7448509999999999,155.3619761537131,73.074428659649115,"G","G","G","|",".",".","."]
[3,5,6,{"$f":"INDEX(Assump!$C$30:$N$30,$A1954)*INDEX(Assump!$C$56:$FN$56,($B1954-1)*Hrs_in_dy+$C1954)","v":0.50122258231192796},{"$f":"INDEX(ePrice!$F1955:$K1955,P_Off)*EPrice_Fac","v":141.29579357436273},15.55141824553718,null,15.55141824553718,13.478988304093566,1.7448509999999999,158.431527090808,73.074428659649115,"G","G","G","|",".",".","."]
[3,5,7,{"$f":"INDEX(Assump!$C$30:$N$30,$A1955)*INDEX(Assump!$C$56:$FN$56,($B1955-1)*Hrs_in_dy+$C1955)","v":0.50122258231192796},{"$f":"INDEX(ePrice!$F1956:$K1956,P_Off)*EPrice_Fac","v":178.64076389096979},15.55141824553718,null,15.55141824553718,13.478988304093566,1.7448509999999999,196.15371932980503,73.074428659649115,"G","G","G","|",".",".","."]
[3,5,8,{"$f":"INDEX(Assump!$C$30:$N$30,$A1956)*INDEX(Assump!$C$56:$FN$56,($B1956-1)*Hrs_in_dy+$C1956)","v":0.50122258231192796},{"$f":"INDEX(ePrice!$F1957:$K1957,P_Off)*EPrice_Fac","v":269.68194348829826},15.55141824553718,null,15.55141824553718,13.478988304093566,1.7448509999999999,288.11450680185402,73.074428659649115,"G","G","G","|",".",".","."]
[3,5,9,{"$f":"INDEX(Assump!$C$30:$N$30,$A1957)*INDEX(Assump!$C$56:$FN$56,($B1957-1)*Hrs_in_dy+$C1957)","v":0.50122258231192796},{"$f":"INDEX(ePrice!$F1958:$K1958,P_Off)*EPrice_Fac","v":288.09081709142578},15.55141824553718,null,15.55141824553718,13.478988304093566,1.7448509999999999,306.70932862319495,73.074428659649115,"G","G","G","|",".",".","."]
[3,5,10,{"$f":"INDEX(Assump!$C$30:$N$30,$A1958)*INDEX(Assump!$C$56:$FN$56,($B1958-1)*Hrs_in_dy+$C1958)","v":0.50122258231192796},{"$f":"INDEX(ePrice!$F1959:$K1959,P_Off)*EPrice_Fac","v":272.9404752120023},15.55141824553718,null,15.55141824553718,13.478988304093566,1.7448509999999999,291.40595298741363,73.074428659649115,"G","G","G","|",".",".","."]
[3,5,11,{"$f":"INDEX(Assump!$C$30:$N$30,$A1959)*INDEX(Assump!$C$56:$FN$56,($B1959-1)*Hrs_in_dy+$C1959)","v":0.50122258231192796},{"$f":"INDEX(ePrice!$F1960:$K1960,P_Off)*EPrice_Fac","v":280.03601957215761},15.55141824553718,null,15.55141824553718,13.478988304093566,1.7448509999999999,298.57316951282303,73.074428659649115,"G","G","G","|",".",".","."]
[3,5,12,{"$f":"INDEX(Assump!$C$30:$N$30,$A1960)*INDEX(Assump!$C$56:$FN$56,($B1960-1)*Hrs_in_dy+$C1960)","v":0.50122258231192796},{"$f":"INDEX(ePrice!$F1961:$K1961,P_Off)*EPrice_Fac","v":274.95417459181931},15.55141824553718,null,15.55141824553718,13.478988304093566,1.7448509999999999,293.43999276500659,73.074428659649115,"G","G","G","|",".",".","."]
[3,5,13,{"$f":"INDEX(Assump!$C$30:$N$30,$A1961)*INDEX(Assump!$C$56:$FN$56,($B1961-1)*Hrs_in_dy+$C1961)","v":0.50122258231192796},{"$f":"INDEX(ePrice!$F1962:$K1962,P_Off)*EPrice_Fac","v":249.44243408533717},15.55141824553718,null,15.55141824553718,13.478988304093566,1.7448509999999999,267.67055790997409,73.074428659649115,"G","G","G","|",".",".","."]
[3,5,14,{"$f":"INDEX(Assump!$C$30:$N$30,$A1962)*INDEX(Assump!$C$56:$FN$56,($B1962-1)*Hrs_in_dy+$C1962)","v":0.50122258231192796},{"$f":"INDEX(ePrice!$F1963:$K1963,P_Off)*EPrice_Fac","v":262.67426964653504},15.55141824553718,null,15.55141824553718,13.478988304093566,1.7448509999999999,281.03604837583055,73.074428659649115,"G","G","G","|",".",".","."]
[3,5,15,{"$f":"INDEX(Assump!$C$30:$N$30,$A1963)*INDEX(Assump!$C$56:$FN$56,($B1963-1)*Hrs_in_dy+$C1963)","v":0.50122258231192796},{"$f":"INDEX(ePrice!$F1964:$K1964,P_Off)*EPrice_Fac","v":267.87327531806272},15.55141824553718,null,15.55141824553718,13.478988304093566,1.7448509999999999,286.28756925616153,73.074428659649115,"G","G","G","|",".",".","."]
[3,5,16,{"$f":"INDEX(Assump!$C$30:$N$30,$A1964)*INDEX(Assump!$C$56:$FN$56,($B1964-1)*Hrs_in_dy+$C1964)","v":0.50122258231192796},{"$f":"INDEX(ePrice!$F1965:$K1965,P_Off)*EPrice_Fac","v":251.39023057636021},15.55141824553718,null,15.55141824553718,13.478988304093566,1.7448509999999999,269.63802911302764,73.074428659649115,"G","G","G","|",".",".","."]
[3,5,17,{"$f":"INDEX(Assump!$C$30:$N$30,$A1965)*INDEX(Assump!$C$56:$FN$56,($B1965-1)*Hrs_in_dy+$C1965)","v":0.50122258231192796},{"$f":"INDEX(ePrice!$F1966:$K1966,P_Off)*EPrice_Fac","v":317.52011820955204},15.55141824553718,null,15.55141824553718,13.478988304093566,1.7448509999999999,336.43589540918106,73.074428659649115,"G","G","G","|",".",".","."]
[3,5,18,{"$f":"INDEX(Assump!$C$30:$N$30,$A1966)*INDEX(Assump!$C$56:$FN$56,($B1966-1)*Hrs_in_dy+$C1966)","v":0.50122258231192796},{"$f":"INDEX(ePrice!$F1967:$K1967,P_Off)*EPrice_Fac","v":312.73849750038653},15.55141824553718,null,15.55141824553718,13.478988304093566,1.7448509999999999,331.60597550093308,73.074428659649115,"G","G","G","|",".",".","."]
[3,5,19,{"$f":"INDEX(Assump!$C$30:$N$30,$A1967)*INDEX(Assump!$C$56:$FN$56,($B1967-1)*Hrs_in_dy+$C1967)","v":0.50122258231192796},{"$f":"INDEX(ePrice!$F1968:$K1968,P_Off)*EPrice_Fac","v":291.41525170392379},15.55141824553718,null,15.55141824553718,13.478988304093566,1.7448509999999999,310.06734338329392,73.074428659649115,"G","G","G","|",".",".","."]
[3,5,20,{"$f":"INDEX(Assump!$C$30:$N$30,$A1968)*INDEX(Assump!$C$56:$FN$56,($B1968-1)*Hrs_in_dy+$C1968)","v":0.50122258231192796},{"$f":"INDEX(ePrice!$F1969:$K1969,P_Off)*EPrice_Fac","v":295.75019727792989},15.55141824553718,null,15.55141824553718,13.478988304093566,1.7448509999999999,314.44607628633042,73.074428659649115,"G","G","G","|",".",".","."]
[3,5,21,{"$f":"INDEX(Assump!$C$30:$N$30,$A1969)*INDEX(Assump!$C$56:$FN$56,($B1969-1)*Hrs_in_dy+$C1969)","v":0.50122258231192796},{"$f":"INDEX(ePrice!$F1970:$K1970,P_Off)*EPrice_Fac","v":267.43392272610259},15.55141824553718,null,15.55141824553718,13.478988304093566,1.7448509999999999,285.84377875923212,73.074428659649115,"G","G","G","|",".",".","."]
[3,5,22,{"$f":"INDEX(Assump!$C$30:$N$30,$A1970)*INDEX(Assump!$C$56:$FN$56,($B1970-1)*Hrs_in_dy+$C1970)","v":0.50122258231192796},{"$f":"INDEX(ePrice!$F1971:$K1971,P_Off)*EPrice_Fac","v":237.02340081926548},15.55141824553718,null,15.55141824553718,13.478988304093566,1.7448509999999999,255.12607986343701,73.074428659649115,"G","G","G","|",".",".","."]
[3,5,23,{"$f":"INDEX(Assump!$C$30:$N$30,$A1971)*INDEX(Assump!$C$56:$FN$56,($B1971-1)*Hrs_in_dy+$C1971)","v":0.50122258231192796},{"$f":"INDEX(ePrice!$F1972:$K1972,P_Off)*EPrice_Fac","v":204.36485815023266},15.55141824553718,null,15.55141824553718,13.478988304093566,1.7448509999999999,222.13765292502003,73.074428659649115,"G","G","G","|",".",".","."]
[3,5,24,{"$f":"INDEX(Assump!$C$30:$N$30,$A1972)*INDEX(Assump!$C$56:$FN$56,($B1972-1)*Hrs_in_dy+$C1972)","v":0.50122258231192796},{"$f":"INDEX(ePrice!$F1973:$K1973,P_Off)*EPrice_Fac","v":191.36002142821422},15.55141824553718,null,15.55141824553718,13.478988304093566,1.7448509999999999,209.00145421591051,73.074428659649115,"G","G","G","|",".",".","."]
[3,6,1,{"$f":"INDEX(Assump!$C$30:$N$30,$A1973)*INDEX(Assump!$C$56:$FN$56,($B1973-1)*Hrs_in_dy+$C1973)","v":0.50122258231192796},{"$f":"INDEX(ePrice!$F1974:$K1974,P_Off)*EPrice_Fac","v":133.863412227038},15.55141824553718,null,15.55141824553718,13.478988304093566,1.7448509999999999,150.92407118441938,73.074428659649115,"G","G","G","|",12.029341975486277,12.029341975486277,12.029341975486277]
[3,6,2,{"$f":"INDEX(Assump!$C$30:$N$30,$A1974)*INDEX(Assump!$C$56:$FN$56,($B1974-1)*Hrs_in_dy+$C1974)","v":0.50122258231192796},{"$f":"INDEX(ePrice!$F1975:$K1975,P_Off)*EPrice_Fac","v":135.17414745971888},15.55141824553718,null,15.55141824553718,13.478988304093566,1.7448509999999999,152.24804616692532,73.074428659649115,"G","G","G","|",".",".","."]
[3,6,3,{"$f":"INDEX(Assump!$C$30:$N$30,$A1975)*INDEX(Assump!$C$56:$FN$56,($B1975-1)*Hrs_in_dy+$C1975)","v":0.50122258231192796},{"$f":"INDEX(ePrice!$F1976:$K1976,P_Off)*EPrice_Fac","v":124.14639740152083},15.55141824553718,null,15.55141824553718,13.478988304093566,1.7448509999999999,141.108904693998,73.074428659649115,"G","G","G","|",".",".","."]
[3,6,4,{"$f":"INDEX(Assump!$C$30:$N$30,$A1976)*INDEX(Assump!$C$56:$FN$56,($B1976-1)*Hrs_in_dy+$C1976)","v":0.50122258231192796},{"$f":"INDEX(ePrice!$F1977:$K1977,P_Off)*EPrice_Fac","v":139.56035083612036},15.55141824553718,null,15.55141824553718,13.478988304093566,1.7448509999999999,156.6785546279369,73.074428659649115,"G","G","G","|",".",".","."]
[3,6,5,{"$f":"INDEX(Assump!$C$30:$N$30,$A1977)*INDEX(Assump!$C$56:$FN$56,($B1977-1)*Hrs_in_dy+$C1977)","v":0.50122258231192796},{"$f":"INDEX(ePrice!$F1978:$K1978,P_Off)*EPrice_Fac","v":125.03242512864031},15.55141824553718,null,15.55141824553718,13.478988304093566,1.7448509999999999,142.00388219613887,73.074428659649115,"G","G","G","|",".",".","."]
[3,6,6,{"$f":"INDEX(Assump!$C$30:$N$30,$A1978)*INDEX(Assump!$C$56:$FN$56,($B1978-1)*Hrs_in_dy+$C1978)","v":0.50122258231192796},{"$f":"INDEX(ePrice!$F1979:$K1979,P_Off)*EPrice_Fac","v":139.5823184657184},15.55141824553718,null,15.55141824553718,13.478988304093566,1.7448509999999999,156.70074415278341,73.074428659649115,"G","G","G","|",".",".","."]
[3,6,7,{"$f":"INDEX(Assump!$C$30:$N$30,$A1979)*INDEX(Assump!$C$56:$FN$56,($B1979-1)*Hrs_in_dy+$C1979)","v":0.50122258231192796},{"$f":"INDEX(ePrice!$F1980:$K1980,P_Off)*EPrice_Fac","v":198.19195423319346},15.55141824553718,null,15.55141824553718,13.478988304093566,1.7448509999999999,215.90239644316225,73.074428659649115,"G","G","G","|",".",".","."]
[3,6,8,{"$f":"INDEX(Assump!$C$30:$N$30,$A1980)*INDEX(Assump!$C$56:$FN$56,($B1980-1)*Hrs_in_dy+$C1980)","v":0.50122258231192796},{"$f":"INDEX(ePrice!$F1981:$K1981,P_Off)*EPrice_Fac","v":235.49298929060456},15.55141824553718,null,15.55141824553718,13.478988304093566,1.7448509999999999,253.58020963246639,73.074428659649115,"G","G","G","|",".",".","."]
[3,6,9,{"$f":"INDEX(Assump!$C$30:$N$30,$A1981)*INDEX(Assump!$C$56:$FN$56,($B1981-1)*Hrs_in_dy+$C1981)","v":0.50122258231192796},{"$f":"INDEX(ePrice!$F1982:$K1982,P_Off)*EPrice_Fac","v":265.74241524705627},15.55141824553718,null,15.55141824553718,13.478988304093566,1.7448509999999999,284.13518534605402,73.074428659649115,"G","G","G","|",".",".","."]
[3,6,10,{"$f":"INDEX(Assump!$C$30:$N$30,$A1982)*INDEX(Assump!$C$56:$FN$56,($B1982-1)*Hrs_in_dy+$C1982)","v":0.50122258231192796},{"$f":"INDEX(ePrice!$F1983:$K1983,P_Off)*EPrice_Fac","v":318.74298292384094},15.55141824553718,null,15.55141824553718,13.478988304093566,1.7448509999999999,337.67111229230119,73.074428659649115,"G","G","G","|",".",".","."]
[3,6,11,{"$f":"INDEX(Assump!$C$30:$N$30,$A1983)*INDEX(Assump!$C$56:$FN$56,($B1983-1)*Hrs_in_dy+$C1983)","v":0.50122258231192796},{"$f":"INDEX(ePrice!$F1984:$K1984,P_Off)*EPrice_Fac","v":322.37496435071097},15.55141824553718,null,15.55141824553718,13.478988304093566,1.7448509999999999,341.33978040025067,73.074428659649115,"G","G","G","|",".",".","."]
[3,6,12,{"$f":"INDEX(Assump!$C$30:$N$30,$A1984)*INDEX(Assump!$C$56:$FN$56,($B1984-1)*Hrs_in_dy+$C1984)","v":0.50122258231192796},{"$f":"INDEX(ePrice!$F1985:$K1985,P_Off)*EPrice_Fac","v":323.43673311461453},15.55141824553718,null,15.55141824553718,13.478988304093566,1.7448509999999999,342.41227410116335,73.074428659649115,"G","G","G","|",".",".","."]
[3,6,13,{"$f":"INDEX(Assump!$C$30:$N$30,$A1985)*INDEX(Assump!$C$56:$FN$56,($B1985-1)*Hrs_in_dy+$C1985)","v":0.50122258231192796},{"$f":"INDEX(ePrice!$F1986:$K1986,P_Off)*EPrice_Fac","v":281.92523571758596},15.55141824553718,null,15.55141824553718,13.478988304093566,1.7448509999999999,300.48146864961939,73.074428659649115,"G","G","G","|",".",".","."]
[3,6,14,{"$f":"INDEX(Assump!$C$30:$N$30,$A1986)*INDEX(Assump!$C$56:$FN$56,($B1986-1)*Hrs_in_dy+$C1986)","v":0.50122258231192796},{"$f":"INDEX(ePrice!$F1987:$K1987,P_Off)*EPrice_Fac","v":234.92183092105643},15.55141824553718,null,15.55141824553718,13.478988304093566,1.7448509999999999,253.00328198645818,73.074428659649115,"G","G","G","|",".",".","."]
[3,6,15,{"$f":"INDEX(Assump!$C$30:$N$30,$A1987)*INDEX(Assump!$C$56:$FN$56,($B1987-1)*Hrs_in_dy+$C1987)","v":0.50122258231192796},{"$f":"INDEX(ePrice!$F1988:$K1988,P_Off)*EPrice_Fac","v":263.53100720085718},15.55141824553718,null,15.55141824553718,13.478988304093566,1.7448509999999999,281.9014398448428,73.074428659649115,"G","G","G","|",".",".","."]
[3,6,16,{"$f":"INDEX(Assump!$C$30:$N$30,$A1988)*INDEX(Assump!$C$56:$FN$56,($B1988-1)*Hrs_in_dy+$C1988)","v":0.50122258231192796},{"$f":"INDEX(ePrice!$F1989:$K1989,P_Off)*EPrice_Fac","v":258.88119226927961},15.55141824553718,null,15.55141824553718,13.478988304093566,1.7448509999999999,277.20465708567355,73.074428659649115,"G","G","G","|",".",".","."]
[3,6,17,{"$f":"INDEX(Assump!$C$30:$N$30,$A1989)*INDEX(Assump!$C$56:$FN$56,($B1989-1)*Hrs_in_dy+$C1989)","v":0.50122258231192796},{"$f":"INDEX(ePrice!$F1990:$K1990,P_Off)*EPrice_Fac","v":289.82625982966812},{"$f":"Nwk_Elec_Var","v":15.55141824553718},null,15.55141824553718,{"$f":"IF(Other_fuel=\"Gas\",\nCHOOSE(Gas_price_option,Other_fuel_price_wholesale_flex,Gas_elec_m*$E1989+Gas_elec_c),\nOther_fuel_price_wholesale_flex)","v":13.478988304093566},{"$f":"IF(Other_fuel=\"Gas\",Nwk_Gas_Var,0)","v":1.7448509999999999},308.46230108606596,73.074428659649115,{"$f":"IF(K1989<L1989,ID_E,ID_O)","v":"G"},{"$f":"IF($C1989=1,IF(SUM($D1989:$D2012)=0,\".\",IF(SUMPRODUCT($K1989:$K2012,$D1989:$D2012)<SUMPRODUCT($L1989:$L2012,$D1989:$D2012),ID_E,ID_O)),N1988)","v":"G"},{"$f":"IF(SUM($B1989:$C1989)=2,IF(SUMPRODUCT($K1989:$K2156,$D1989:$D2156)<SUMPRODUCT($L1989:$L2156,$D1989:$D2156),ID_E,ID_O),O1988)","v":"G"},"|",{"$f":"IF($C1989=1,SUMIFS($D1989:$D2012,M1989:M2012,ID_O),\".\")","v":"."},{"$f":"IF($C1989=1,SUMIFS($D1989:$D2012,N1989:N2012,ID_O),\".\")","v":"."},{"$f":"IF($C1989=1,SUMIFS($D1989:$D2012,O1989:O2012,ID_O),\".\")","v":"."}]
[3,6,18,{"$f":"INDEX(Assump!$C$30:$N$30,$A1990)*INDEX(Assump!$C$56:$FN$56,($B1990-1)*Hrs_in_dy+$C1990)","v":0.50122258231192796},{"$f":"INDEX(ePrice!$F1991:$K1991,P_Off)*EPrice_Fac","v":298.06412092891969},15.55141824553718,null,{"$f":"SUM($F1990:$G1990)","v":15.55141824553718},13.478988304093566,1.7448509999999999,{"$f":"SUM(E1990,H1990)/COP_Elec","v":316.7833729034918},{"$f":"SUM(I1990:J1990)*GJ_MWh/COP_Other","v":73.074428659649115},"G","G","G","|",".",".","."]
[3,6,19,{"$f":"INDEX(Assump!$C$30:$N$30,$A1991)*INDEX(Assump!$C$56:$FN$56,($B1991-1)*Hrs_in_dy+$C1991)","v":0.50122258231192796},{"$f":"INDEX(ePrice!$F1992:$K1992,P_Off)*EPrice_Fac","v":288.84503904095726},15.55141824553718,null,15.55141824553718,13.478988304093566,1.7448509999999999,307.47116897625705,73.074428659649115,"G","G","G","|",".",".","."]
[3,6,20,{"$f":"INDEX(Assump!$C$30:$N$30,$A1992)*INDEX(Assump!$C$56:$FN$56,($B1992-1)*Hrs_in_dy+$C1992)","v":0.50122258231192796},{"$f":"INDEX(ePrice!$F1993:$K1993,P_Off)*EPrice_Fac","v":241.54873251645435},15.55141824553718,null,15.55141824553718,13.478988304093566,1.7448509999999999,259.69712198180963,73.074428659649115,"G","G","G","|",".",".","."]
[3,6,21,{"$f":"INDEX(Assump!$C$30:$N$30,$A1993)*INDEX(Assump!$C$56:$FN$56,($B1993-1)*Hrs_in_dy+$C1993)","v":0.50122258231192796},{"$f":"INDEX(ePrice!$F1994:$K1994,P_Off)*EPrice_Fac","v":229.59834201514005},15.55141824553718,null,15.55141824553718,13.478988304093566,1.7448509999999999,247.62602046533053,73.074428659649115,"G","G","G","|",".",".","."]
[3,6,22,{"$f":"INDEX(Assump!$C$30:$N$30,$A1994)*INDEX(Assump!$C$56:$FN$56,($B1994-1)*Hrs_in_dy+$C1994)","v":0.50122258231192796},{"$f":"INDEX(ePrice!$F1995:$K1995,P_Off)*EPrice_Fac","v":281.33943226163927},15.55141824553718,null,15.55141824553718,13.478988304093566,1.7448509999999999,299.88974798704697,73.074428659649115,"G","G","G","|",".",".","."]
[3,6,23,{"$f":"INDEX(Assump!$C$30:$N$30,$A1995)*INDEX(Assump!$C$56:$FN$56,($B1995-1)*Hrs_in_dy+$C1995)","v":0.50122258231192796},{"$f":"INDEX(ePrice!$F1996:$K1996,P_Off)*EPrice_Fac","v":302.44300176212181},15.55141824553718,null,15.55141824553718,13.478988304093566,1.7448509999999999,321.20648485622121,73.074428659649115,"G","G","G","|",".",".","."]
[3,6,24,{"$f":"INDEX(Assump!$C$30:$N$30,$A1996)*INDEX(Assump!$C$56:$FN$56,($B1996-1)*Hrs_in_dy+$C1996)","v":0.50122258231192796},{"$f":"INDEX(ePrice!$F1997:$K1997,P_Off)*EPrice_Fac","v":281.83736519919398},15.55141824553718,null,15.55141824553718,13.478988304093566,1.7448509999999999,300.39271055023352,73.074428659649115,"G","G","G","|",".",".","."]
[3,7,1,{"$f":"INDEX(Assump!$C$30:$N$30,$A1997)*INDEX(Assump!$C$56:$FN$56,($B1997-1)*Hrs_in_dy+$C1997)","v":0.50122258231192796},{"$f":"INDEX(ePrice!$F1998:$K1998,P_Off)*EPrice_Fac","v":149.18217260004624},15.55141824553718,null,15.55141824553718,13.478988304093566,1.7448509999999999,166.39756651069033,73.074428659649115,"G","G","G","|",12.029341975486277,12.029341975486277,12.029341975486277]
[3,7,2,{"$f":"INDEX(Assump!$C$30:$N$30,$A1998)*INDEX(Assump!$C$56:$FN$56,($B1998-1)*Hrs_in_dy+$C1998)","v":0.50122258231192796},{"$f":"INDEX(ePrice!$F1999:$K1999,P_Off)*EPrice_Fac","v":142.16717621508351},15.55141824553718,null,15.55141824553718,13.478988304093566,1.7448509999999999,159.31171157638454,73.074428659649115,"G","G","G","|",".",".","."]
[3,7,3,{"$f":"INDEX(Assump!$C$30:$N$30,$A1999)*INDEX(Assump!$C$56:$FN$56,($B1999-1)*Hrs_in_dy+$C1999)","v":0.50122258231192796},{"$f":"INDEX(ePrice!$F2000:$K2000,P_Off)*EPrice_Fac","v":141.39098663595408},15.55141824553718,null,15.55141824553718,13.478988304093566,1.7448509999999999,158.52768169847602,73.074428659649115,"G","G","G","|",".",".","."]
[3,7,4,{"$f":"INDEX(Assump!$C$30:$N$30,$A2000)*INDEX(Assump!$C$56:$FN$56,($B2000-1)*Hrs_in_dy+$C2000)","v":0.50122258231192796},{"$f":"INDEX(ePrice!$F2001:$K2001,P_Off)*EPrice_Fac","v":139.65554389771174},15.55141824553718,null,15.55141824553718,13.478988304093566,1.7448509999999999,156.77470923560497,73.074428659649115,"G","G","G","|",".",".","."]
[3,7,11,{"$f":"INDEX(Assump!$C$30:$N$30,$A2007)*INDEX(Assump!$C$56:$FN$56,($B2007-1)*Hrs_in_dy+$C2007)","v":0.50122258231192796},{"$f":"INDEX(ePrice!$F2008:$K2008,P_Off)*EPrice_Fac","v":301.88648847897241},15.55141824553718,null,15.55141824553718,13.478988304093566,1.7448509999999999,320.64435022677742,73.074428659649115,"G","G","G","|",".",".","."]
[3,7,20,{"$f":"INDEX(Assump!$C$30:$N$30,$A2016)*INDEX(Assump!$C$56:$FN$56,($B2016-1)*Hrs_in_dy+$C2016)","v":0.50122258231192796},{"$f":"INDEX(ePrice!$F2017:$K2017,P_Off)*EPrice_Fac","v":299.85082146955739},15.55141824553718,null,15.55141824553718,13.478988304093566,1.7448509999999999,318.588120924338,73.074428659649115,"G","G","G","|",".",".","."]
[2,1,1,{"$f":"INDEX(Assump!$C$30:$N$30,$A2021)*INDEX(Assump!$C$56:$FN$56,($B2021-1)*Hrs_in_dy+$C2021)","v":0.53734554141293522},{"$f":"INDEX(ePrice!$F2022:$K2022,P_Off)*EPrice_Fac","v":115.3821378930366},15.55141824553718,null,15.55141824553718,13.478988304093566,1.7448509999999999,132.25611731169067,73.074428659649115,"G","G","G","|",12.896292993910452,12.896292993910452,12.896292993910452]
[2,1,12,{"$f":"INDEX(Assump!$C$30:$N$30,$A2032)*INDEX(Assump!$C$56:$FN$56,($B2032-1)*Hrs_in_dy+$C2032)","v":0.53734554141293522},{"$f":"INDEX(ePrice!$F2033:$K2033,P_Off)*EPrice_Fac","v":185.95724649852855},15.55141824553718,null,15.55141824553718,13.478988304093566,1.7448509999999999,203.54410580208659,73.074428659649115,"G","G","G","|",".",".","."]
[2,2,3,{"$f":"INDEX(Assump!$C$30:$N$30,$A2047)*INDEX(Assump!$C$56:$FN$56,($B2047-1)*Hrs_in_dy+$C2047)","v":0.53734554141293522},{"$f":"INDEX(ePrice!$F2048:$K2048,P_Off)*EPrice_Fac","v":108.37188047413362},15.55141824553718,null,15.55141824553718,13.478988304093566,1.7448509999999999,125.17504921178869,73.074428659649115,"G","G","G","|",".",".","."]
[2,2,8,{"$f":"INDEX(Assump!$C$30:$N$30,$A2052)*INDEX(Assump!$C$56:$FN$56,($B2052-1)*Hrs_in_dy+$C2052)","v":0.53734554141293522},{"$f":"INDEX(ePrice!$F2053:$K2053,P_Off)*EPrice_Fac","v":257.97986559495433},15.55141824553718,null,15.55141824553718,13.478988304093566,1.7448509999999999,276.29422610150658,73.074428659649115,"G","G","G","|",".",".","."]
[2,2,16,{"$f":"INDEX(Assump!$C$30:$N$30,$A2060)*INDEX(Assump!$C$56:$FN$56,($B2060-1)*Hrs_in_dy+$C2060)","v":0.53734554141293522},{"$f":"INDEX(ePrice!$F2061:$K2061,P_Off)*EPrice_Fac","v":204.9244190884103},15.55141824553718,null,15.55141824553718,13.478988304093566,1.7448509999999999,222.70286599388635,73.074428659649115,"G","G","G","|",".",".","."]
[2,3,9,{"$f":"INDEX(Assump!$C$30:$N$30,$A2077)*INDEX(Assump!$C$56:$FN$56,($B2077-1)*Hrs_in_dy+$C2077)","v":0.53734554141293522},{"$f":"INDEX(ePrice!$F2078:$K2078,P_Off)*EPrice_Fac","v":179.58700404875745},15.55141824553718,null,15.55141824553718,13.478988304093566,1.7448509999999999,197.10951746898448,73.074428659649115,"G","G","G","|",".",".","."]
[2,3,20,{"$f":"INDEX(Assump!$C$30:$N$30,$A2088)*INDEX(Assump!$C$56:$FN$56,($B2088-1)*Hrs_in_dy+$C2088)","v":0.53734554141293522},{"$f":"INDEX(ePrice!$F2089:$K2089,P_Off)*EPrice_Fac","v":162.043416156571},15.55141824553718,null,15.55141824553718,13.478988304093566,1.7448509999999999,179.3887216182911,73.074428659649115,"G","G","G","|",".",".","."]
[2,4,1,{"$f":"INDEX(Assump!$C$30:$N$30,$A2093)*INDEX(Assump!$C$56:$FN$56,($B2093-1)*Hrs_in_dy+$C2093)","v":0.53734554141293522},{"$f":"INDEX(ePrice!$F2094:$K2094,P_Off)*EPrice_Fac","v":99.393726561357681},15.55141824553718,null,15.55141824553718,13.478988304093566,1.7448509999999999,116.10620687565138,73.074428659649115,"G","G","G","|",12.896292993910452,12.896292993910452,12.896292993910452]
[2,4,16,{"$f":"INDEX(Assump!$C$30:$N$30,$A2108)*INDEX(Assump!$C$56:$FN$56,($B2108-1)*Hrs_in_dy+$C2108)","v":0.53734554141293522},{"$f":"INDEX(ePrice!$F2109:$K2109,P_Off)*EPrice_Fac","v":179.04867370088951},15.55141824553718,null,15.55141824553718,13.478988304093566,1.7448509999999999,196.56574944083505,73.074428659649115,"G","G","G","|",".",".","."]
[2,4,17,{"$f":"INDEX(Assump!$C$30:$N$30,$A2109)*INDEX(Assump!$C$56:$FN$56,($B2109-1)*Hrs_in_dy+$C2109)","v":0.53734554141293522},{"$f":"INDEX(ePrice!$F2110:$K2110,P_Off)*EPrice_Fac","v":177.02096272392012},15.55141824553718,null,15.55141824553718,13.478988304093566,1.7448509999999999,194.51755653480535,73.074428659649115,"G","G","G","|",".",".","."]
[2,5,11,{"$f":"INDEX(Assump!$C$30:$N$30,$A2127)*INDEX(Assump!$C$56:$FN$56,($B2127-1)*Hrs_in_dy+$C2127)","v":0.53734554141293522},{"$f":"INDEX(ePrice!$F2128:$K2128,P_Off)*EPrice_Fac","v":217.4118656329355},15.55141824553718,null,15.55141824553718,13.478988304093566,1.7448509999999999,235.31644836209361,73.074428659649115,"G","G","G","|",".",".","."]
[2,5,12,{"$f":"INDEX(Assump!$C$30:$N$30,$A2128)*INDEX(Assump!$C$56:$FN$56,($B2128-1)*Hrs_in_dy+$C2128)","v":0.53734554141293522},{"$f":"INDEX(ePrice!$F2129:$K2129,P_Off)*EPrice_Fac","v":217.89455286888187},15.55141824553718,null,15.55141824553718,13.478988304093566,1.7448509999999999,235.8040112266859,73.074428659649115,"G","G","G","|",".",".","."]
[2,5,23,{"$f":"INDEX(Assump!$C$30:$N$30,$A2139)*INDEX(Assump!$C$56:$FN$56,($B2139-1)*Hrs_in_dy+$C2139)","v":0.53734554141293522},{"$f":"INDEX(ePrice!$F2140:$K2140,P_Off)*EPrice_Fac","v":171.68171935327464},15.55141824553718,null,15.55141824553718,13.478988304093566,1.7448509999999999,189.12438141294123,73.074428659649115,"G","G","G","|",".",".","."]
[2,6,14,{"$f":"INDEX(Assump!$C$30:$N$30,$A2154)*INDEX(Assump!$C$56:$FN$56,($B2154-1)*Hrs_in_dy+$C2154)","v":0.53734554141293522},{"$f":"INDEX(ePrice!$F2155:$K2155,P_Off)*EPrice_Fac","v":197.41907950206991},15.55141824553718,null,15.55141824553718,13.478988304093566,1.7448509999999999,215.12171489657283,73.074428659649115,"G","G","G","|",".",".","."]
[2,7,1,{"$f":"INDEX(Assump!$C$30:$N$30,$A2165)*INDEX(Assump!$C$56:$FN$56,($B2165-1)*Hrs_in_dy+$C2165)","v":0.53734554141293522},{"$f":"INDEX(ePrice!$F2166:$K2166,P_Off)*EPrice_Fac","v":157.89235806957183},15.55141824553718,null,15.55141824553718,13.478988304093566,1.7448509999999999,175.19573365162526,73.074428659649115,"G","G","G","|",12.896292993910452,12.896292993910452,12.896292993910452]
[2,7,6,{"$f":"INDEX(Assump!$C$30:$N$30,$A2170)*INDEX(Assump!$C$56:$FN$56,($B2170-1)*Hrs_in_dy+$C2170)","v":0.53734554141293522},{"$f":"INDEX(ePrice!$F2171:$K2171,P_Off)*EPrice_Fac","v":149.21590602589364},15.55141824553718,null,15.55141824553718,13.478988304093566,1.7448509999999999,166.43164067821294,73.074428659649115,"G","G","G","|",".",".","."]
[2,7,21,{"$f":"INDEX(Assump!$C$30:$N$30,$A2185)*INDEX(Assump!$C$56:$FN$56,($B2185-1)*Hrs_in_dy+$C2185)","v":0.53734554141293522},{"$f":"INDEX(ePrice!$F2186:$K2186,P_Off)*EPrice_Fac","v":190.16089365783918},15.55141824553718,null,15.55141824553718,13.478988304093566,1.7448509999999999,207.7902140438145,73.074428659649115,"G","G","G","|",".",".","."]
[2,1,7,{"$f":"INDEX(Assump!$C$30:$N$30,$A2195)*INDEX(Assump!$C$56:$FN$56,($B2195-1)*Hrs_in_dy+$C2195)","v":0.53734554141293522},{"$f":"INDEX(ePrice!$F2196:$K2196,P_Off)*EPrice_Fac","v":142.96450168186712},15.55141824553718,null,15.55141824553718,13.478988304093566,1.7448509999999999,160.11709083576193,73.074428659649115,"G","G","G","|",".",".","."]
[2,1,12,{"$f":"INDEX(Assump!$C$30:$N$30,$A2200)*INDEX(Assump!$C$56:$FN$56,($B2200-1)*Hrs_in_dy+$C2200)","v":0.53734554141293522},{"$f":"INDEX(ePrice!$F2201:$K2201,P_Off)*EPrice_Fac","v":178.36722338407978},15.55141824553718,null,15.55141824553718,13.478988304093566,1.7448509999999999,195.87741578749188,73.074428659649115,"G","G","G","|",".",".","."]
[2,1,23,{"$f":"INDEX(Assump!$C$30:$N$30,$A2211)*INDEX(Assump!$C$56:$FN$56,($B2211-1)*Hrs_in_dy+$C2211)","v":0.53734554141293522},{"$f":"INDEX(ePrice!$F2212:$K2212,P_Off)*EPrice_Fac","v":162.53498961230233},15.55141824553718,null,15.55141824553718,13.478988304093566,1.7448509999999999,179.88526046246415,73.074428659649115,"G","G","G","|",".",".","."]
[2,2,14,{"$f":"INDEX(Assump!$C$30:$N$30,$A2226)*INDEX(Assump!$C$56:$FN$56,($B2226-1)*Hrs_in_dy+$C2226)","v":0.53734554141293522},{"$f":"INDEX(ePrice!$F2227:$K2227,P_Off)*EPrice_Fac","v":192.25126378721657},15.55141824553718,null,15.55141824553718,13.478988304093566,1.7448509999999999,209.90169902298359,73.074428659649115,"G","G","G","|",".",".","."]
[2,2,19,{"$f":"INDEX(Assump!$C$30:$N$30,$A2231)*INDEX(Assump!$C$56:$FN$56,($B2231-1)*Hrs_in_dy+$C2231)","v":0.53734554141293522},{"$f":"INDEX(ePrice!$F2232:$K2232,P_Off)*EPrice_Fac","v":165.48890618098793},15.55141824553718,null,15.55141824553718,13.478988304093566,1.7448509999999999,182.86901457224758,73.074428659649115,"G","G","G","|",".",".","."]
[2,3,6,{"$f":"INDEX(Assump!$C$30:$N$30,$A2242)*INDEX(Assump!$C$56:$FN$56,($B2242-1)*Hrs_in_dy+$C2242)","v":0.53734554141293522},{"$f":"INDEX(ePrice!$F2243:$K2243,P_Off)*EPrice_Fac","v":144.02715261021655},15.55141824553718,null,15.55141824553718,13.478988304093566,1.7448509999999999,161.19047561187244,73.074428659649115,"G","G","G","|",".",".","."]
[2,3,15,{"$f":"INDEX(Assump!$C$30:$N$30,$A2251)*INDEX(Assump!$C$56:$FN$56,($B2251-1)*Hrs_in_dy+$C2251)","v":0.53734554141293522},{"$f":"INDEX(ePrice!$F2252:$K2252,P_Off)*EPrice_Fac","v":342.82510515244297},15.55141824553718,null,15.55141824553718,13.478988304093566,1.7448509999999999,361.99648828078807,73.074428659649115,"G","G","G","|",".",".","."]
[2,4,1,{"$f":"INDEX(Assump!$C$30:$N$30,$A2261)*INDEX(Assump!$C$56:$FN$56,($B2261-1)*Hrs_in_dy+$C2261)","v":0.53734554141293522},{"$f":"INDEX(ePrice!$F2262:$K2262,P_Off)*EPrice_Fac","v":100.8063562208617},15.55141824553718,null,15.55141824553718,13.478988304093566,1.7448509999999999,117.53310552161503,73.074428659649115,"G","G","G","|",12.896292993910452,12.896292993910452,12.896292993910452]
[2,4,12,{"$f":"INDEX(Assump!$C$30:$N$30,$A2272)*INDEX(Assump!$C$56:$FN$56,($B2272-1)*Hrs_in_dy+$C2272)","v":0.53734554141293522},{"$f":"INDEX(ePrice!$F2273:$K2273,P_Off)*EPrice_Fac","v":168.99312412328305},15.55141824553718,null,15.55141824553718,13.478988304093566,1.7448509999999999,186.40862865537397,73.074428659649115,"G","G","G","|",".",".","."]
[2,4,17,{"$f":"INDEX(Assump!$C$30:$N$30,$A2277)*INDEX(Assump!$C$56:$FN$56,($B2277-1)*Hrs_in_dy+$C2277)","v":0.53734554141293522},{"$f":"INDEX(ePrice!$F2278:$K2278,P_Off)*EPrice_Fac","v":245.63049702734031},15.55141824553718,null,15.55141824553718,13.478988304093566,1.7448509999999999,263.82011643725002,73.074428659649115,"G","G","G","|",".",".","."]
[2,5,4,{"$f":"INDEX(Assump!$C$30:$N$30,$A2288)*INDEX(Assump!$C$56:$FN$56,($B2288-1)*Hrs_in_dy+$C2288)","v":0.53734554141293522},{"$f":"INDEX(ePrice!$F2289:$K2289,P_Off)*EPrice_Fac","v":201.45457986309998},15.55141824553718,null,15.55141824553718,13.478988304093566,1.7448509999999999,219.19797788751228,73.074428659649115,"G","G","G","|",".",".","."]
[2,5,19,{"$f":"INDEX(Assump!$C$30:$N$30,$A2303)*INDEX(Assump!$C$56:$FN$56,($B2303-1)*Hrs_in_dy+$C2303)","v":0.53734554141293522},{"$f":"INDEX(ePrice!$F2304:$K2304,P_Off)*EPrice_Fac","v":151.81992608477896},15.55141824553718,null,15.55141824553718,13.478988304093566,1.7448509999999999,169.06196397001631,73.074428659649115,"G","G","G","|",".",".","."]
[2,6,1,{"$f":"INDEX(Assump!$C$30:$N$30,$A2309)*INDEX(Assump!$C$56:$FN$56,($B2309-1)*Hrs_in_dy+$C2309)","v":0.53734554141293522},{"$f":"INDEX(ePrice!$F2310:$K2310,P_Off)*EPrice_Fac","v":165.96962922000313},{"$f":"Nwk_Elec_Var","v":15.55141824553718},null,15.55141824553718,{"$f":"IF(Other_fuel=\"Gas\",\nCHOOSE(Gas_price_option,Other_fuel_price_wholesale_flex,Gas_elec_m*$E2309+Gas_elec_c),\nOther_fuel_price_wholesale_flex)","v":13.478988304093566},{"$f":"IF(Other_fuel=\"Gas\",Nwk_Gas_Var,0)","v":1.7448509999999999},183.35459339953567,73.074428659649115,{"$f":"IF(K2309<L2309,ID_E,ID_O)","v":"G"},{"$f":"IF($C2309=1,IF(SUM($D2309:$D2332)=0,\".\",IF(SUMPRODUCT($K2309:$K2332,$D2309:$D2332)<SUMPRODUCT($L2309:$L2332,$D2309:$D2332),ID_E,ID_O)),N2308)","v":"G"},{"$f":"IF(SUM($B2309:$C2309)=2,IF(SUMPRODUCT($K2309:$K2476,$D2309:$D2476)<SUMPRODUCT($L2309:$L2476,$D2309:$D2476),ID_E,ID_O),O2308)","v":"G"},"|",{"$f":"IF($C2309=1,SUMIFS($D2309:$D2332,M2309:M2332,ID_O),\".\")","v":12.896292993910452},{"$f":"IF($C2309=1,SUMIFS($D2309:$D2332,N2309:N2332,ID_O),\".\")","v":12.896292993910452},{"$f":"IF($C2309=1,SUMIFS($D2309:$D2332,O2309:O2332,ID_O),\".\")","v":12.896292993910452}]
[2,6,10,{"$f":"INDEX(Assump!$C$30:$N$30,$A2318)*INDEX(Assump!$C$56:$FN$56,($B2318-1)*Hrs_in_dy+$C2318)","v":0.53734554141293522},{"$f":"INDEX(ePrice!$F2319:$K2319,P_Off)*EPrice_Fac","v":165.20426753946577},15.55141824553718,null,15.55141824553718,13.478988304093566,1.7448509999999999,182.58150079293227,73.074428659649115,"G","G","G","|",".",".","."]
[2,7,1,{"$f":"INDEX(Assump!$C$30:$N$30,$A2333)*INDEX(Assump!$C$56:$FN$56,($B2333-1)*Hrs_in_dy+$C2333)","v":0.53734554141293522},{"$f":"INDEX(ePrice!$F2334:$K2334,P_Off)*EPrice_Fac","v":116.68919241779862},15.55141824553718,null,15.55141824553718,13.478988304093566,1.7448509999999999,133.57637440740993,73.074428659649115,"G","G","G","|",12.896292993910452,12.896292993910452,12.896292993910452]
[2,7,6,{"$f":"INDEX(Assump!$C$30:$N$30,$A2338)*INDEX(Assump!$C$56:$FN$56,($B2338-1)*Hrs_in_dy+$C2338)","v":0.53734554141293522},{"$f":"INDEX(ePrice!$F2339:$K2339,P_Off)*EPrice_Fac","v":98.908765277380596},15.55141824553718,null,15.55141824553718,13.478988304093566,1.7448509999999999,115.61634699284623,73.074428659649115,"G","G","G","|",".",".","."]
[2,7,17,{"$f":"INDEX(Assump!$C$30:$N$30,$A2349)*INDEX(Assump!$C$56:$FN$56,($B2349-1)*Hrs_in_dy+$C2349)","v":0.53734554141293522},{"$f":"INDEX(ePrice!$F2350:$K2350,P_Off)*EPrice_Fac","v":102.00816381839972},15.55141824553718,null,15.55141824553718,13.478988304093566,1.7448509999999999,118.74705258983525,73.074428659649115,"G","G","G","|",".",".","."]
[2,1,8,{"$f":"INDEX(Assump!$C$30:$N$30,$A2364)*INDEX(Assump!$C$56:$FN$56,($B2364-1)*Hrs_in_dy+$C2364)","v":0.53734554141293522},{"$f":"INDEX(ePrice!$F2365:$K2365,P_Off)*EPrice_Fac","v":77.569644443757895},15.55141824553718,null,15.55141824553718,13.478988304093566,1.7448509999999999,94.061679484136434,73.074428659649115,"G","G","G","|",".",".","."]
[2,1,15,{"$f":"INDEX(Assump!$C$30:$N$30,$A2371)*INDEX(Assump!$C$56:$FN$56,($B2371-1)*Hrs_in_dy+$C2371)","v":0.53734554141293522},{"$f":"INDEX(ePrice!$F2372:$K2372,P_Off)*EPrice_Fac","v":91.151696918819255},15.55141824553718,null,15.55141824553718,13.478988304093566,1.7448509999999999,107.78092440844084,73.074428659649115,"G","G","G","|",".",".","."]
[2,1,23,{"$f":"INDEX(Assump!$C$30:$N$30,$A2379)*INDEX(Assump!$C$56:$FN$56,($B2379-1)*Hrs_in_dy+$C2379)","v":0.53734554141293522},{"$f":"INDEX(ePrice!$F2380:$K2380,P_Off)*EPrice_Fac","v":136.44070979513685},15.55141824553718,null,15.55141824553718,13.478988304093566,1.7448509999999999,153.52740206128689,73.074428659649115,"G","G","G","|",".",".","."]
[2,2,4,{"$f":"INDEX(Assump!$C$30:$N$30,$A2384)*INDEX(Assump!$C$56:$FN$56,($B2384-1)*Hrs_in_dy+$C2384)","v":0.53734554141293522},{"$f":"INDEX(ePrice!$F2385:$K2385,P_Off)*EPrice_Fac","v":86.810401607155796},15.55141824553718,null,15.55141824553718,13.478988304093566,1.7448509999999999,103.3957776289828,73.074428659649115,"G","G","G","|",".",".","."]
[2,2,15,{"$f":"INDEX(Assump!$C$30:$N$30,$A2395)*INDEX(Assump!$C$56:$FN$56,($B2395-1)*Hrs_in_dy+$C2395)","v":0.53734554141293522},{"$f":"INDEX(ePrice!$F2396:$K2396,P_Off)*EPrice_Fac","v":190.45882717312054},15.55141824553718,null,15.55141824553718,13.478988304093566,1.7448509999999999,208.09115698854316,73.074428659649115,"G","G","G","|",".",".","."]
[2,3,6,{"$f":"INDEX(Assump!$C$30:$N$30,$A2410)*INDEX(Assump!$C$56:$FN$56,($B2410-1)*Hrs_in_dy+$C2410)","v":0.53734554141293522},{"$f":"INDEX(ePrice!$F2411:$K2411,P_Off)*EPrice_Fac","v":194.79237017172744},15.55141824553718,null,15.55141824553718,13.478988304093566,1.7448509999999999,212.46847314875214,73.074428659649115,"G","G","G","|",".",".","."]
[2,3,17,{"$f":"INDEX(Assump!$C$30:$N$30,$A2421)*INDEX(Assump!$C$56:$FN$56,($B2421-1)*Hrs_in_dy+$C2421)","v":0.53734554141293522},{"$f":"INDEX(ePrice!$F2422:$K2422,P_Off)*EPrice_Fac","v":236.87192544263669},15.55141824553718,null,15.55141824553718,13.478988304093566,1.7448509999999999,254.97307443249886,73.074428659649115,"G","G","G","|",".",".","."]
[2,3,22,{"$f":"INDEX(Assump!$C$30:$N$30,$A2426)*INDEX(Assump!$C$56:$FN$56,($B2426-1)*Hrs_in_dy+$C2426)","v":0.53734554141293522},{"$f":"INDEX(ePrice!$F2427:$K2427,P_Off)*EPrice_Fac","v":215.80113855495591},15.55141824553718,null,15.55141824553718,13.478988304093566,1.7448509999999999,233.68945131362938,73.074428659649115,"G","G","G","|",".",".","."]
[2,4,14,{"$f":"INDEX(Assump!$C$30:$N$30,$A2442)*INDEX(Assump!$C$56:$FN$56,($B2442-1)*Hrs_in_dy+$C2442)","v":0.53734554141293522},{"$f":"INDEX(ePrice!$F2443:$K2443,P_Off)*EPrice_Fac","v":176.92328857639845},15.55141824553718,null,15.55141824553718,13.478988304093566,1.7448509999999999,194.41889577973296,73.074428659649115,"G","G","G","|",".",".","."]
[2,4,23,{"$f":"INDEX(Assump!$C$30:$N$30,$A2451)*INDEX(Assump!$C$56:$FN$56,($B2451-1)*Hrs_in_dy+$C2451)","v":0.53734554141293522},{"$f":"INDEX(ePrice!$F2452:$K2452,P_Off)*EPrice_Fac","v":147.13890181316461},15.55141824553718,null,15.55141824553718,13.478988304093566,1.7448509999999999,164.33365662495129,73.074428659649115,"G","G","G","|",".",".","."]
[2,5,4,{"$f":"INDEX(Assump!$C$30:$N$30,$A2456)*INDEX(Assump!$C$56:$FN$56,($B2456-1)*Hrs_in_dy+$C2456)","v":0.53734554141293522},{"$f":"INDEX(ePrice!$F2457:$K2457,P_Off)*EPrice_Fac","v":117.45529511966579},15.55141824553718,null,15.55141824553718,13.478988304093566,1.7448509999999999,134.35021552040706,73.074428659649115,"G","G","G","|",".",".","."]
[2,5,19,{"$f":"INDEX(Assump!$C$30:$N$30,$A2471)*INDEX(Assump!$C$56:$FN$56,($B2471-1)*Hrs_in_dy+$C2471)","v":0.53734554141293522},{"$f":"INDEX(ePrice!$F2472:$K2472,P_Off)*EPrice_Fac","v":177.7992999517877},15.55141824553718,null,15.55141824553718,13.478988304093566,1.7448509999999999,195.30375575487361,73.074428659649115,"G","G","G","|",".",".","."]
[2,6,6,{"$f":"INDEX(Assump!$C$30:$N$30,$A2482)*INDEX(Assump!$C$56:$FN$56,($B2482-1)*Hrs_in_dy+$C2482)","v":0.53734554141293522},{"$f":"INDEX(ePrice!$F2483:$K2483,P_Off)*EPrice_Fac","v":41.451617913329351},15.55141824553718,null,15.55141824553718,13.478988304093566,1.7448509999999999,57.578824402895485,73.074428659649115,"E","G","G","|",".",".","."]
[2,6,11,{"$f":"INDEX(Assump!$C$30:$N$30,$A2487)*INDEX(Assump!$C$56:$FN$56,($B2487-1)*Hrs_in_dy+$C2487)","v":0.53734554141293522},{"$f":"INDEX(ePrice!$F2488:$K2488,P_Off)*EPrice_Fac","v":117.35451504993075},15.55141824553718,null,15.55141824553718,13.478988304093566,1.7448509999999999,134.24841747016964,73.074428659649115,"G","G","G","|",".",".","."]
[2,6,19,{"$f":"INDEX(Assump!$C$30:$N$30,$A2495)*INDEX(Assump!$C$56:$FN$56,($B2495-1)*Hrs_in_dy+$C2495)","v":0.53734554141293522},{"$f":"INDEX(ePrice!$F2496:$K2496,P_Off)*EPrice_Fac","v":74.236149829444898},15.55141824553718,null,15.55141824553718,13.478988304093566,1.7448509999999999,90.694513207052609,73.074428659649115,"G","G","G","|",".",".","."]
[3,7,2,{"$f":"INDEX(Assump!$C$30:$N$30,$A2502)*INDEX(Assump!$C$56:$FN$56,($B2502-1)*Hrs_in_dy+$C2502)","v":0.50122258231192796},{"$f":"INDEX(ePrice!$F2503:$K2503,P_Off)*EPrice_Fac","v":7.0933664467358071},15.55141824553718,null,{"$f":"SUM($F2502:$G2502)","v":15.55141824553718},13.478988304093566,1.7448509999999999,{"$f":"SUM(E2502,H2502)/COP_Elec","v":22.873519891184834},{"$f":"SUM(I2502:J2502)*GJ_MWh/COP_Other","v":73.074428659649115},"E","G","G","|",".",".","."]
[3,7,17,{"$f":"INDEX(Assump!$C$30:$N$30,$A2517)*INDEX(Assump!$C$56:$FN$56,($B2517-1)*Hrs_in_dy+$C2517)","v":0.50122258231192796},{"$f":"INDEX(ePrice!$F2518:$K2518,P_Off)*EPrice_Fac","v":85.097140421660058},15.55141824553718,null,15.55141824553718,13.478988304093566,1.7448509999999999,101.6652107749467,73.074428659649115,"G","G","G","|",".",".","."]
[2,1,4,{"$f":"INDEX(Assump!$C$30:$N$30,$A2528)*INDEX(Assump!$C$56:$FN$56,($B2528-1)*Hrs_in_dy+$C2528)","v":0.53734554141293522},{"$f":"INDEX(ePrice!$F2529:$K2529,P_Off)*EPrice_Fac","v":112.73566846776393},15.55141824553718,null,15.55141824553718,13.478988304093566,1.7448509999999999,129.58291587202132,73.074428659649115,"G","G","G","|",".",".","."]
[2,1,9,{"$f":"INDEX(Assump!$C$30:$N$30,$A2533)*INDEX(Assump!$C$56:$FN$56,($B2533-1)*Hrs_in_dy+$C2533)","v":0.53734554141293522},{"$f":"INDEX(ePrice!$F2534:$K2534,P_Off)*EPrice_Fac","v":164.71218989076931},15.55141824553718,null,15.55141824553718,13.478988304093566,1.7448509999999999,182.08445266293586,73.074428659649115,"G","G","G","|",".",".","."]
[2,1,20,{"$f":"INDEX(Assump!$C$30:$N$30,$A2544)*INDEX(Assump!$C$56:$FN$56,($B2544-1)*Hrs_in_dy+$C2544)","v":0.53734554141293522},{"$f":"INDEX(ePrice!$F2545:$K2545,P_Off)*EPrice_Fac","v":104.09688930751351},15.55141824553718,null,15.55141824553718,13.478988304093566,1.7448509999999999,120.85687631621282,73.074428659649115,"G","G","G","|",".",".","."]
[2,2,5,{"$f":"INDEX(Assump!$C$30:$N$30,$A2553)*INDEX(Assump!$C$56:$FN$56,($B2553-1)*Hrs_in_dy+$C2553)","v":0.53734554141293522},{"$f":"INDEX(ePrice!$F2554:$K2554,P_Off)*EPrice_Fac","v":102.72235645315357},15.55141824553718,null,15.55141824553718,13.478988304093566,1.7448509999999999,119.46845929160682,73.074428659649115,"G","G","G","|",".",".","."]
[2,2,15,{"$f":"INDEX(Assump!$C$30:$N$30,$A2563)*INDEX(Assump!$C$56:$FN$56,($B2563-1)*Hrs_in_dy+$C2563)","v":0.53734554141293522},{"$f":"INDEX(ePrice!$F2564:$K2564,P_Off)*EPrice_Fac","v":184.45112099698446},15.55141824553718,null,15.55141824553718,13.478988304093566,1.7448509999999999,202.02276691163803,73.074428659649115,"G","G","G","|",".",".","."]
[2,3,2,{"$f":"INDEX(Assump!$C$30:$N$30,$A2574)*INDEX(Assump!$C$56:$FN$56,($B2574-1)*Hrs_in_dy+$C2574)","v":0.53734554141293522},{"$f":"INDEX(ePrice!$F2575:$K2575,P_Off)*EPrice_Fac","v":99.198118146335403},15.55141824553718,null,15.55141824553718,13.478988304093566,1.7448509999999999,115.90862261805312,73.074428659649115,"G","G","G","|",".",".","."]
[2,3,17,{"$f":"INDEX(Assump!$C$30:$N$30,$A2589)*INDEX(Assump!$C$56:$FN$56,($B2589-1)*Hrs_in_dy+$C2589)","v":0.53734554141293522},{"$f":"INDEX(ePrice!$F2590:$K2590,P_Off)*EPrice_Fac","v":177.42661879359855},15.55141824553718,null,15.55141824553718,13.478988304093566,1.7448509999999999,194.92731014054115,73.074428659649115,"G","G","G","|",".",".","."]
[2,3,22,{"$f":"INDEX(Assump!$C$30:$N$30,$A2594)*INDEX(Assump!$C$56:$FN$56,($B2594-1)*Hrs_in_dy+$C2594)","v":0.53734554141293522},{"$f":"INDEX(ePrice!$F2595:$K2595,P_Off)*EPrice_Fac","v":124.41120625973979},15.55141824553718,null,15.55141824553718,13.478988304093566,1.7448509999999999,141.37638838916865,73.074428659649115,"G","G","G","|",".",".","."]
[2,4,9,{"$f":"INDEX(Assump!$C$30:$N$30,$A2605)*INDEX(Assump!$C$56:$FN$56,($B2605-1)*Hrs_in_dy+$C2605)","v":0.53734554141293522},{"$f":"INDEX(ePrice!$F2606:$K2606,P_Off)*EPrice_Fac","v":131.46767434345961},15.55141824553718,null,15.55141824553718,13.478988304093566,1.7448509999999999,148.50413392827957,73.074428659649115,"G","G","G","|",".",".","."]
[2,4,24,{"$f":"INDEX(Assump!$C$30:$N$30,$A2620)*INDEX(Assump!$C$56:$FN$56,($B2620-1)*Hrs_in_dy+$C2620)","v":0.53734554141293522},{"$f":"INDEX(ePrice!$F2621:$K2621,P_Off)*EPrice_Fac","v":103.03402378640962},15.55141824553718,null,15.55141824553718,13.478988304093566,1.7448509999999999,119.78327477974425,73.074428659649115,"G","G","G","|",".",".","."]
[2,5,8,{"$f":"INDEX(Assump!$C$30:$N$30,$A2628)*INDEX(Assump!$C$56:$FN$56,($B2628-1)*Hrs_in_dy+$C2628)","v":0.53734554141293522},{"$f":"INDEX(ePrice!$F2629:$K2629,P_Off)*EPrice_Fac","v":145.21300288705879},15.55141824553718,null,15.55141824553718,13.478988304093566,1.7448509999999999,162.38830417433937,73.074428659649115,"G","G","G","|",".",".","."]
[2,5,15,{"$f":"INDEX(Assump!$C$30:$N$30,$A2635)*INDEX(Assump!$C$56:$FN$56,($B2635-1)*Hrs_in_dy+$C2635)","v":0.53734554141293522},{"$f":"INDEX(ePrice!$F2636:$K2636,P_Off)*EPrice_Fac","v":175.01319482838522},15.55141824553718,null,15.55141824553718,13.478988304093566,1.7448509999999999,192.48950815547718,73.074428659649115,"G","G","G","|",".",".","."]
[2,5,20,{"$f":"INDEX(Assump!$C$30:$N$30,$A2640)*INDEX(Assump!$C$56:$FN$56,($B2640-1)*Hrs_in_dy+$C2640)","v":0.53734554141293522},{"$f":"INDEX(ePrice!$F2641:$K2641,P_Off)*EPrice_Fac","v":118.89709190213311},15.55141824553718,null,15.55141824553718,13.478988304093566,1.7448509999999999,135.80657590673769,73.074428659649115,"G","G","G","|",".",".","."]
[2,6,7,{"$f":"INDEX(Assump!$C$30:$N$30,$A2651)*INDEX(Assump!$C$56:$FN$56,($B2651-1)*Hrs_in_dy+$C2651)","v":0.53734554141293522},{"$f":"INDEX(ePrice!$F2652:$K2652,P_Off)*EPrice_Fac","v":115.02122891164149},15.55141824553718,null,15.55141824553718,13.478988304093566,1.7448509999999999,131.89156278502895,73.074428659649115,"G","G","G","|",".",".","."]
[2,6,22,{"$f":"INDEX(Assump!$C$30:$N$30,$A2666)*INDEX(Assump!$C$56:$FN$56,($B2666-1)*Hrs_in_dy+$C2666)","v":0.53734554141293522},{"$f":"INDEX(ePrice!$F2667:$K2667,P_Off)*EPrice_Fac","v":130.19703060018503},15.55141824553718,null,15.55141824553718,13.478988304093566,1.7448509999999999,147.22065539971939,73.074428659649115,"G","G","G","|",".",".","."]
[2,7,3,{"$f":"INDEX(Assump!$C$30:$N$30,$A2671)*INDEX(Assump!$C$56:$FN$56,($B2671-1)*Hrs_in_dy+$C2671)","v":0.53734554141293522},{"$f":"INDEX(ePrice!$F2672:$K2672,P_Off)*EPrice_Fac","v":94.978621942253795},15.55141824553718,null,15.55141824553718,13.478988304093566,1.7448509999999999,111.64650524019291,73.074428659649115,"G","G","G","|",".",".","."]
[2,7,18,{"$f":"INDEX(Assump!$C$30:$N$30,$A2686)*INDEX(Assump!$C$56:$FN$56,($B2686-1)*Hrs_in_dy+$C2686)","v":0.53734554141293522},{"$f":"INDEX(ePrice!$F2687:$K2687,P_Off)*EPrice_Fac","v":112.51989877550976},15.55141824553718,null,15.55141824553718,13.478988304093566,1.7448509999999999,129.36496668792623,73.074428659649115,"G","G","G","|",".",".","."]
[2,1,4,{"$f":"INDEX(Assump!$C$30:$N$30,$A2696)*INDEX(Assump!$C$56:$FN$56,($B2696-1)*Hrs_in_dy+$C2696)","v":0.53734554141293522},{"$f":"INDEX(ePrice!$F2697:$K2697,P_Off)*EPrice_Fac","v":78.2239261213752},15.55141824553718,null,15.55141824553718,13.478988304093566,1.7448509999999999,94.722570067588265,73.074428659649115,"G","G","G","|",".",".","."]
[2,1,15,{"$f":"INDEX(Assump!$C$30:$N$30,$A2707)*INDEX(Assump!$C$56:$FN$56,($B2707-1)*Hrs_in_dy+$C2707)","v":0.53734554141293522},{"$f":"INDEX(ePrice!$F2708:$K2708,P_Off)*EPrice_Fac","v":177.21134026106893},15.55141824553718,null,15.55141824553718,13.478988304093566,1.7448509999999999,194.70985707737989,73.074428659649115,"G","G","G","|",".",".","."]
[2,1,20,{"$f":"INDEX(Assump!$C$30:$N$30,$A2712)*INDEX(Assump!$C$56:$FN$56,($B2712-1)*Hrs_in_dy+$C2712)","v":0.53734554141293522},{"$f":"INDEX(ePrice!$F2713:$K2713,P_Off)*EPrice_Fac","v":83.003964741301075},15.55141824553718,null,15.55141824553718,13.478988304093566,1.7448509999999999,99.550891905897231,73.074428659649115,"G","G","G","|",".",".","."]
[2,2,11,{"$f":"INDEX(Assump!$C$30:$N$30,$A2727)*INDEX(Assump!$C$56:$FN$56,($B2727-1)*Hrs_in_dy+$C2727)","v":0.53734554141293522},{"$f":"INDEX(ePrice!$F2728:$K2728,P_Off)*EPrice_Fac","v":116.25178891989661},15.55141824553718,null,15.55141824553718,13.478988304093566,1.7448509999999999,133.13455269235737,73.074428659649115,"G","G","G","|",".",".","."]
[2,2,22,{"$f":"INDEX(Assump!$C$30:$N$30,$A2738)*INDEX(Assump!$C$56:$FN$56,($B2738-1)*Hrs_in_dy+$C2738)","v":0.53734554141293522},{"$f":"INDEX(ePrice!$F2739:$K2739,P_Off)*EPrice_Fac","v":132.84758313495951},15.55141824553718,null,15.55141824553718,13.478988304093566,1.7448509999999999,149.8979811924209,73.074428659649115,"G","G","G","|",".",".","."]
[2,3,4,{"$f":"INDEX(Assump!$C$30:$N$30,$A2744)*INDEX(Assump!$C$56:$FN$56,($B2744-1)*Hrs_in_dy+$C2744)","v":0.53734554141293522},{"$f":"INDEX(ePrice!$F2745:$K2745,P_Off)*EPrice_Fac","v":72.712822771343014},15.55141824553718,null,15.55141824553718,13.478988304093566,1.7448509999999999,89.155799006949692,73.074428659649115,"G","G","G","|",".",".","."]
[2,3,13,{"$f":"INDEX(Assump!$C$30:$N$30,$A2753)*INDEX(Assump!$C$56:$FN$56,($B2753-1)*Hrs_in_dy+$C2753)","v":0.53734554141293522},{"$f":"INDEX(ePrice!$F2754:$K2754,P_Off)*EPrice_Fac","v":104.81718673105431},15.55141824553718,null,15.55141824553718,13.478988304093566,1.7448509999999999,121.58444947130454,73.074428659649115,"G","G","G","|",".",".","."]
[2,3,18,{"$f":"INDEX(Assump!$C$30:$N$30,$A2758)*INDEX(Assump!$C$56:$FN$56,($B2758-1)*Hrs_in_dy+$C2758)","v":0.53734554141293522},{"$f":"INDEX(ePrice!$F2759:$K2759,P_Off)*EPrice_Fac","v":116.87663056956012},15.55141824553718,null,{"$f":"SUM($F2758:$G2758)","v":15.55141824553718},13.478988304093566,1.7448509999999999,{"$f":"SUM(E2758,H2758)/COP_Elec","v":133.76570587383566},{"$f":"SUM(I2758:J2758)*GJ_MWh/COP_Other","v":73.074428659649115},"G","G","G","|",".",".","."]
[2,4,9,{"$f":"INDEX(Assump!$C$30:$N$30,$A2773)*INDEX(Assump!$C$56:$FN$56,($B2773-1)*Hrs_in_dy+$C2773)","v":0.53734554141293522},{"$f":"INDEX(ePrice!$F2774:$K2774,P_Off)*EPrice_Fac","v":92.189136991354715},15.55141824553718,null,15.55141824553718,13.478988304093566,1.7448509999999999,108.82884367362817,73.074428659649115,"G","G","G","|",".",".","."]
[2,4,20,{"$f":"INDEX(Assump!$C$30:$N$30,$A2784)*INDEX(Assump!$C$56:$FN$56,($B2784-1)*Hrs_in_dy+$C2784)","v":0.53734554141293522},{"$f":"INDEX(ePrice!$F2785:$K2785,P_Off)*EPrice_Fac","v":90.62078445069929},15.55141824553718,null,15.55141824553718,13.478988304093566,1.7448509999999999,107.24464918811765,73.074428659649115,"G","G","G","|",".",".","."]
[2,5,1,{"$f":"INDEX(Assump!$C$30:$N$30,$A2789)*INDEX(Assump!$C$56:$FN$56,($B2789-1)*Hrs_in_dy+$C2789)","v":0.53734554141293522},{"$f":"INDEX(ePrice!$F2790:$K2790,P_Off)*EPrice_Fac","v":101.22434724548911},15.55141824553718,null,15.55141824553718,13.478988304093566,1.7448509999999999,117.95531867780434,73.074428659649115,"G","G","G","|",12.896292993910452,12.896292993910452,12.896292993910452]
[2,5,16,{"$f":"INDEX(Assump!$C$30:$N$30,$A2804)*INDEX(Assump!$C$56:$FN$56,($B2804-1)*Hrs_in_dy+$C2804)","v":0.53734554141293522},{"$f":"INDEX(ePrice!$F2805:$K2805,P_Off)*EPrice_Fac","v":116.80789798809712},15.55141824553718,null,15.55141824553718,13.478988304093566,1.7448509999999999,133.69627902387305,73.074428659649115,"G","G","G","|",".",".","."]
[2,5,22,{"$f":"INDEX(Assump!$C$30:$N$30,$A2810)*INDEX(Assump!$C$56:$FN$56,($B2810-1)*Hrs_in_dy+$C2810)","v":0.53734554141293522},{"$f":"INDEX(ePrice!$F2811:$K2811,P_Off)*EPrice_Fac","v":104.28607132884032},15.55141824553718,null,15.55141824553718,13.478988304093566,1.7448509999999999,121.04796926704797,73.074428659649115,"G","G","G","|",".",".","."]
[2,6,7,{"$f":"INDEX(Assump!$C$30:$N$30,$A2819)*INDEX(Assump!$C$56:$FN$56,($B2819-1)*Hrs_in_dy+$C2819)","v":0.53734554141293522},{"$f":"INDEX(ePrice!$F2820:$K2820,P_Off)*EPrice_Fac","v":83.153926737220303},15.55141824553718,null,15.55141824553718,13.478988304093566,1.7448509999999999,99.702368669451999,73.074428659649115,"G","G","G","|",".",".","."]
[2,6,18,{"$f":"INDEX(Assump!$C$30:$N$30,$A2830)*INDEX(Assump!$C$56:$FN$56,($B2830-1)*Hrs_in_dy+$C2830)","v":0.53734554141293522},{"$f":"INDEX(ePrice!$F2831:$K2831,P_Off)*EPrice_Fac","v":92.264117989314329},15.55141824553718,null,15.55141824553718,13.478988304093566,1.7448509999999999,108.90458205540557,73.074428659649115,"G","G","G","|",".",".","."]
[2,7,9,{"$f":"INDEX(Assump!$C$30:$N$30,$A2845)*INDEX(Assump!$C$56:$FN$56,($B2845-1)*Hrs_in_dy+$C2845)","v":0.53734554141293522},{"$f":"INDEX(ePrice!$F2846:$K2846,P_Off)*EPrice_Fac","v":82.835257495891923},15.55141824553718,null,15.55141824553718,13.478988304093566,1.7448509999999999,99.380480546898085,73.074428659649115,"G","G","G","|",".",".","."]
[2,7,14,{"$f":"INDEX(Assump!$C$30:$N$30,$A2850)*INDEX(Assump!$C$56:$FN$56,($B2850-1)*Hrs_in_dy+$C2850)","v":0.53734554141293522},{"$f":"INDEX(ePrice!$F2851:$K2851,P_Off)*EPrice_Fac","v":116.55796132823171},15.55141824553718,null,15.55141824553718,13.478988304093566,1.7448509999999999,133.44381775128173,73.074428659649115,"G","G","G","|",".",".","."]
[2,1,1,{"$f":"INDEX(Assump!$C$30:$N$30,$A2861)*INDEX(Assump!$C$56:$FN$56,($B2861-1)*Hrs_in_dy+$C2861)","v":0.53734554141293522},{"$f":"INDEX(ePrice!$F2862:$K2862,P_Off)*EPrice_Fac","v":68.626457911987799},15.55141824553718,null,15.55141824553718,13.478988304093566,1.7448509999999999,85.028157734873716,73.074428659649115,"G","G","G","|",11.82160191108458,12.896292993910452,12.896292993910452]
[2,1,8,{"$f":"INDEX(Assump!$C$30:$N$30,$A2868)*INDEX(Assump!$C$56:$FN$56,($B2868-1)*Hrs_in_dy+$C2868)","v":0.53734554141293522},{"$f":"INDEX(ePrice!$F2869:$K2869,P_Off)*EPrice_Fac","v":42.461686376916198},15.55141824553718,null,15.55141824553718,13.478988304093566,1.7448509999999999,58.599095578235733,73.074428659649115,"E","G","G","|",".",".","."]
[2,1,20,{"$f":"INDEX(Assump!$C$30:$N$30,$A2880)*INDEX(Assump!$C$56:$FN$56,($B2880-1)*Hrs_in_dy+$C2880)","v":0.53734554141293522},{"$f":"INDEX(ePrice!$F2881:$K2881,P_Off)*EPrice_Fac","v":71.660325468554433},15.55141824553718,null,15.55141824553718,13.478988304093566,1.7448509999999999,88.092670418274352,73.074428659649115,"G","G","G","|",".",".","."]
[2,2,7,{"$f":"INDEX(Assump!$C$30:$N$30,$A2891)*INDEX(Assump!$C$56:$FN$56,($B2891-1)*Hrs_in_dy+$C2891)","v":0.53734554141293522},{"$f":"INDEX(ePrice!$F2892:$K2892,P_Off)*EPrice_Fac","v":92.722966554287055},15.55141824553718,null,15.55141824553718,13.478988304093566,1.7448509999999999,109.36806545436791,73.074428659649115,"G","G","G","|",".",".","."]
[2,2,12,{"$f":"INDEX(Assump!$C$30:$N$30,$A2896)*INDEX(Assump!$C$56:$FN$56,($B2896-1)*Hrs_in_dy+$C2896)","v":0.53734554141293522},{"$f":"INDEX(ePrice!$F2897:$K2897,P_Off)*EPrice_Fac","v":113.87282354513664},15.55141824553718,null,15.55141824553718,13.478988304093566,1.7448509999999999,130.73155736431698,73.074428659649115,"G","G","G","|",".",".","."]
[2,2,23,{"$f":"INDEX(Assump!$C$30:$N$30,$A2907)*INDEX(Assump!$C$56:$FN$56,($B2907-1)*Hrs_in_dy+$C2907)","v":0.53734554141293522},{"$f":"INDEX(ePrice!$F2908:$K2908,P_Off)*EPrice_Fac","v":97.389017478041495},15.55141824553718,null,15.55141824553718,13.478988304093566,1.7448509999999999,114.08124820563502,73.074428659649115,"G","G","G","|",".",".","."]
[2,3,14,{"$f":"INDEX(Assump!$C$30:$N$30,$A2922)*INDEX(Assump!$C$56:$FN$56,($B2922-1)*Hrs_in_dy+$C2922)","v":0.53734554141293522},{"$f":"INDEX(ePrice!$F2923:$K2923,P_Off)*EPrice_Fac","v":130.38777814977348},15.55141824553718,null,15.55141824553718,13.478988304093566,1.7448509999999999,147.41332969223299,73.074428659649115,"G","G","G","|",".",".","."]
[2,3,18,{"$f":"INDEX(Assump!$C$30:$N$30,$A2926)*INDEX(Assump!$C$56:$FN$56,($B2926-1)*Hrs_in_dy+$C2926)","v":0.53734554141293522},{"$f":"INDEX(ePrice!$F2927:$K2927,P_Off)*EPrice_Fac","v":98.591351027153124},15.55141824553718,null,15.55141824553718,13.478988304093566,1.7448509999999999,115.29572653807101,73.074428659649115,"G","G","G","|",".",".","."]
[2,4,5,{"$f":"INDEX(Assump!$C$30:$N$30,$A2937)*INDEX(Assump!$C$56:$FN$56,($B2937-1)*Hrs_in_dy+$C2937)","v":0.53734554141293522},{"$f":"INDEX(ePrice!$F2938:$K2938,P_Off)*EPrice_Fac","v":79.104825941033141},15.55141824553718,null,15.55141824553718,13.478988304093566,1.7448509999999999,95.612367865222552,73.074428659649115,"G","G","G","|",".",".","."]
[2,4,20,{"$f":"INDEX(Assump!$C$30:$N$30,$A2952)*INDEX(Assump!$C$56:$FN$56,($B2952-1)*Hrs_in_dy+$C2952)","v":0.53734554141293522},{"$f":"INDEX(ePrice!$F2953:$K2953,P_Off)*EPrice_Fac","v":86.250300453111024},15.55141824553718,null,15.55141824553718,13.478988304093566,1.7448509999999999,102.83001888752344,73.074428659649115,"G","G","G","|",".",".","."]
[2,5,7,{"$f":"INDEX(Assump!$C$30:$N$30,$A2963)*INDEX(Assump!$C$56:$FN$56,($B2963-1)*Hrs_in_dy+$C2963)","v":0.53734554141293522},{"$f":"INDEX(ePrice!$F2964:$K2964,P_Off)*EPrice_Fac","v":93.570206775422719},15.55141824553718,null,15.55141824553718,13.478988304093566,1.7448509999999999,110.22386365753525,73.074428659649115,"G","G","G","|",".",".","."]
[2,5,12,{"$f":"INDEX(Assump!$C$30:$N$30,$A2968)*INDEX(Assump!$C$56:$FN$56,($B2968-1)*Hrs_in_dy+$C2968)","v":0.53734554141293522},{"$f":"INDEX(ePrice!$F2969:$K2969,P_Off)*EPrice_Fac","v":100.5910871373336},15.55141824553718,null,15.55141824553718,13.478988304093566,1.7448509999999999,117.31566200289978,73.074428659649115,"G","G","G","|",".",".","."]
[2,6,3,{"$f":"INDEX(Assump!$C$30:$N$30,$A2983)*INDEX(Assump!$C$56:$FN$56,($B2983-1)*Hrs_in_dy+$C2983)","v":0.53734554141293522},{"$f":"INDEX(ePrice!$F2984:$K2984,P_Off)*EPrice_Fac","v":73.834493388968724},15.55141824553718,null,15.55141824553718,13.478988304093566,1.7448509999999999,90.28879963081404,73.074428659649115,"G","G","G","|",".",".","."]
[2,6,8,{"$f":"INDEX(Assump!$C$30:$N$30,$A2988)*INDEX(Assump!$C$56:$FN$56,($B2988-1)*Hrs_in_dy+$C2988)","v":0.53734554141293522},{"$f":"INDEX(ePrice!$F2989:$K2989,P_Off)*EPrice_Fac","v":69.398941643023264},15.55141824553718,null,15.55141824553718,13.478988304093566,1.7448509999999999,85.80844433187923,73.074428659649115,"G","G","G","|",".",".","."]
[2,6,18,{"$f":"INDEX(Assump!$C$30:$N$30,$A2998)*INDEX(Assump!$C$56:$FN$56,($B2998-1)*Hrs_in_dy+$C2998)","v":0.53734554141293522},{"$f":"INDEX(ePrice!$F2999:$K2999,P_Off)*EPrice_Fac","v":93.009533099671202},15.55141824553718,null,15.55141824553718,13.478988304093566,1.7448509999999999,109.6575266113216,73.074428659649115,"G","G","G","|",".",".","."]
[2,7,9,{"$f":"INDEX(Assump!$C$30:$N$30,$A3013)*INDEX(Assump!$C$56:$FN$56,($B3013-1)*Hrs_in_dy+$C3013)","v":0.53734554141293522},{"$f":"INDEX(ePrice!$F3014:$K3014,P_Off)*EPrice_Fac","v":83.727268912229135},{"$f":"Nwk_Elec_Var","v":15.55141824553718},null,15.55141824553718,{"$f":"IF(Other_fuel=\"Gas\",\nCHOOSE(Gas_price_option,Other_fuel_price_wholesale_flex,Gas_elec_m*$E3013+Gas_elec_c),\nOther_fuel_price_wholesale_flex)","v":13.478988304093566},{"$f":"IF(Other_fuel=\"Gas\",Nwk_Gas_Var,0)","v":1.7448509999999999},100.28150217956194,73.074428659649115,{"$f":"IF(K3013<L3013,ID_E,ID_O)","v":"G"},{"$f":"IF($C3013=1,IF(SUM($D3013:$D3036)=0,\".\",IF(SUMPRODUCT($K3013:$K3036,$D3013:$D3036)<SUMPRODUCT($L3013:$L3036,$D3013:$D3036),ID_E,ID_O)),N3012)","v":"G"},{"$f":"IF(SUM($B3013:$C3013)=2,IF(SUMPRODUCT($K3013:$K3180,$D3013:$D3180)<SUMPRODUCT($L3013:$L3180,$D3013:$D3180),ID_E,ID_O),O3012)","v":"G"},"|",{"$f":"IF($C3013=1,SUMIFS($D3013:$D3036,M3013:M3036,ID_O),\".\")","v":"."},{"$f":"IF($C3013=1,SUMIFS($D3013:$D3036,N3013:N3036,ID_O),\".\")","v":"."},{"$f":"IF($C3013=1,SUMIFS($D3013:$D3036,O3013:O3036,ID_O),\".\")","v":"."}]
[2,7,10,{"$f":"INDEX(Assump!$C$30:$N$30,$A3014)*INDEX(Assump!$C$56:$FN$56,($B3014-1)*Hrs_in_dy+$C3014)","v":0.53734554141293522},{"$f":"INDEX(ePrice!$F3015:$K3015,P_Off)*EPrice_Fac","v":94.00628630100725},15.55141824553718,null,{"$f":"SUM($F3014:$G3014)","v":15.55141824553718},13.478988304093566,1.7448509999999999,{"$f":"SUM(E3014,H3014)/COP_Elec","v":110.66434802681256},{"$f":"SUM(I3014:J3014)*GJ_MWh/COP_Other","v":73.074428659649115},"G","G","G","|",".",".","."]
[2,1,1,{"$f":"INDEX(Assump!$C$30:$N$30,$A3029)*INDEX(Assump!$C$56:$FN$56,($B3029-1)*Hrs_in_dy+$C3029)","v":0.53734554141293522},{"$f":"INDEX(ePrice!$F3030:$K3030,P_Off)*EPrice_Fac","v":57.352823346217185},15.55141824553718,null,15.55141824553718,13.478988304093566,1.7448509999999999,73.640648072479166,73.074428659649115,"G","G","G","|",11.284256369671644,12.896292993910452,12.896292993910452]
[2,1,12,{"$f":"INDEX(Assump!$C$30:$N$30,$A3040)*INDEX(Assump!$C$56:$FN$56,($B3040-1)*Hrs_in_dy+$C3040)","v":0.53734554141293522},{"$f":"INDEX(ePrice!$F3041:$K3041,P_Off)*EPrice_Fac","v":90.969601279071156},15.55141824553718,null,15.55141824553718,13.478988304093566,1.7448509999999999,107.5969894187963,73.074428659649115,"G","G","G","|",".",".","."]
[2,1,17,{"$f":"INDEX(Assump!$C$30:$N$30,$A3045)*INDEX(Assump!$C$56:$FN$56,($B3045-1)*Hrs_in_dy+$C3045)","v":0.53734554141293522},{"$f":"INDEX(ePrice!$F3046:$K3046,P_Off)*EPrice_Fac","v":88.134152974605769},15.55141824553718,null,15.55141824553718,13.478988304093566,1.7448509999999999,104.73290022236661,73.074428659649115,"G","G","G","|",".",".","."]
[2,2,7,{"$f":"INDEX(Assump!$C$30:$N$30,$A3059)*INDEX(Assump!$C$56:$FN$56,($B3059-1)*Hrs_in_dy+$C3059)","v":0.53734554141293522},{"$f":"INDEX(ePrice!$F3060:$K3060,P_Off)*EPrice_Fac","v":87.929852114240362},15.55141824553718,null,15.55141824553718,13.478988304093566,1.7448509999999999,104.52653571694701,73.074428659649115,"G","G","G","|",".",".","."]
[2,2,18,{"$f":"INDEX(Assump!$C$30:$N$30,$A3070)*INDEX(Assump!$C$56:$FN$56,($B3070-1)*Hrs_in_dy+$C3070)","v":0.53734554141293522},{"$f":"INDEX(ePrice!$F3071:$K3071,P_Off)*EPrice_Fac","v":112.03735363735885},15.55141824553718,null,15.55141824553718,13.478988304093566,1.7448509999999999,128.87754735646064,73.074428659649115,"G","G","G","|",".",".","."]
[2,2,23,{"$f":"INDEX(Assump!$C$30:$N$30,$A3075)*INDEX(Assump!$C$56:$FN$56,($B3075-1)*Hrs_in_dy+$C3075)","v":0.53734554141293522},{"$f":"INDEX(ePrice!$F3076:$K3076,P_Off)*EPrice_Fac","v":77.962446502473341},15.55141824553718,null,15.55141824553718,13.478988304093566,1.7448509999999999,94.458449240414666,73.074428659649115,"G","G","G","|",".",".","."]
[2,3,10,{"$f":"INDEX(Assump!$C$30:$N$30,$A3086)*INDEX(Assump!$C$56:$FN$56,($B3086-1)*Hrs_in_dy+$C3086)","v":0.53734554141293522},{"$f":"INDEX(ePrice!$F3087:$K3087,P_Off)*EPrice_Fac","v":81.033214992365444},15.55141824553718,null,15.55141824553718,13.478988304093566,1.7448509999999999,97.560235593841028,73.074428659649115,"G","G","G","|",".",".","."]
[3,4,1,{"$f":"INDEX(Assump!$C$30:$N$30,$A3101)*INDEX(Assump!$C$56:$FN$56,($B3101-1)*Hrs_in_dy+$C3101)","v":0.50122258231192796},{"$f":"INDEX(ePrice!$F3102:$K3102,P_Off)*EPrice_Fac","v":75.03007050353051},15.55141824553718,null,15.55141824553718,13.478988304093566,1.7448509999999999,91.496453281886559,73.074428659649115,"G","G","G","|",12.029341975486277,12.029341975486277,12.029341975486277]
[3,4,6,{"$f":"INDEX(Assump!$C$30:$N$30,$A3106)*INDEX(Assump!$C$56:$FN$56,($B3106-1)*Hrs_in_dy+$C3106)","v":0.50122258231192796},{"$f":"INDEX(ePrice!$F3107:$K3107,P_Off)*EPrice_Fac","v":74.14345224056413},15.55141824553718,null,15.55141824553718,13.478988304093566,1.7448509999999999,90.600879278890218,73.074428659649115,"G","G","G","|",".",".","."]
[3,4,21,{"$f":"INDEX(Assump!$C$30:$N$30,$A3121)*INDEX(Assump!$C$56:$FN$56,($B3121-1)*Hrs_in_dy+$C3121)","v":0.50122258231192796},{"$f":"INDEX(ePrice!$F3122:$K3122,P_Off)*EPrice_Fac","v":96.235023959476621},15.55141824553718,null,15.55141824553718,13.478988304093566,1.7448509999999999,112.91559818688263,73.074428659649115,"G","G","G","|",".",".","."]
[3,5,7,{"$f":"INDEX(Assump!$C$30:$N$30,$A3131)*INDEX(Assump!$C$56:$FN$56,($B3131-1)*Hrs_in_dy+$C3131)","v":0.50122258231192796},{"$f":"INDEX(ePrice!$F3132:$K3132,P_Off)*EPrice_Fac","v":69.956643776556191},15.55141824553718,null,15.55141824553718,13.478988304093566,1.7448509999999999,86.371779820296339,73.074428659649115,"G","G","G","|",".",".","."]
[3,5,12,{"$f":"INDEX(Assump!$C$30:$N$30,$A3136)*INDEX(Assump!$C$56:$FN$56,($B3136-1)*Hrs_in_dy+$C3136)","v":0.50122258231192796},{"$f":"INDEX(ePrice!$F3137:$K3137,P_Off)*EPrice_Fac","v":78.865925905114267},15.55141824553718,null,15.55141824553718,13.478988304093566,1.7448509999999999,95.371054697627727,73.074428659649115,"G","G","G","|",".",".","."]
[3,5,23,{"$f":"INDEX(Assump!$C$30:$N$30,$A3147)*INDEX(Assump!$C$56:$FN$56,($B3147-1)*Hrs_in_dy+$C3147)","v":0.50122258231192796},{"$f":"INDEX(ePrice!$F3148:$K3148,P_Off)*EPrice_Fac","v":65.06792918769986},15.55141824553718,null,15.55141824553718,13.478988304093566,1.7448509999999999,81.43368427599701,73.074428659649115,"G","G","G","|",".",".","."]
[3,6,4,{"$f":"INDEX(Assump!$C$30:$N$30,$A3152)*INDEX(Assump!$C$56:$FN$56,($B3152-1)*Hrs_in_dy+$C3152)","v":0.50122258231192796},{"$f":"INDEX(ePrice!$F3153:$K3153,P_Off)*EPrice_Fac","v":53.615776624384019},15.55141824553718,null,15.55141824553718,13.478988304093566,1.7448509999999999,69.865853403960813,73.074428659649115,"E","G","G","|",".",".","."]
[3,6,15,{"$f":"INDEX(Assump!$C$30:$N$30,$A3163)*INDEX(Assump!$C$56:$FN$56,($B3163-1)*Hrs_in_dy+$C3163)","v":0.50122258231192796},{"$f":"INDEX(ePrice!$F3164:$K3164,P_Off)*EPrice_Fac","v":74.974656862095131},15.55141824553718,null,15.55141824553718,13.478988304093566,1.7448509999999999,91.440479906699309,73.074428659649115,"G","G","G","|",".",".","."]
[3,7,7,{"$f":"INDEX(Assump!$C$30:$N$30,$A3179)*INDEX(Assump!$C$56:$FN$56,($B3179-1)*Hrs_in_dy+$C3179)","v":0.50122258231192796},{"$f":"INDEX(ePrice!$F3180:$K3180,P_Off)*EPrice_Fac","v":64.353708920310268},15.55141824553718,null,15.55141824553718,13.478988304093566,1.7448509999999999,80.712249662472175,73.074428659649115,"G","G","G","|",".",".","."]
[3,7,10,{"$f":"INDEX(Assump!$C$30:$N$30,$A3182)*INDEX(Assump!$C$56:$FN$56,($B3182-1)*Hrs_in_dy+$C3182)","v":0.50122258231192796},{"$f":"INDEX(ePrice!$F3183:$K3183,P_Off)*EPrice_Fac","v":67.284474845115824},15.55141824553718,null,15.55141824553718,13.478988304093566,1.7448509999999999,83.672619283487876,73.074428659649115,"G","G","G","|",".",".","."]
[3,7,21,{"$f":"INDEX(Assump!$C$30:$N$30,$A3193)*INDEX(Assump!$C$56:$FN$56,($B3193-1)*Hrs_in_dy+$C3193)","v":0.50122258231192796},{"$f":"INDEX(ePrice!$F3194:$K3194,P_Off)*EPrice_Fac","v":95.182164772204032},15.55141824553718,null,15.55141824553718,13.478988304093566,1.7448509999999999,111.85210405832446,73.074428659649115,"G","G","G","|",".",".","."]
[2,1,12,{"$f":"INDEX(Assump!$C$30:$N$30,$A3208)*INDEX(Assump!$C$56:$FN$56,($B3208-1)*Hrs_in_dy+$C3208)","v":0.53734554141293522},{"$f":"INDEX(ePrice!$F3209:$K3209,P_Off)*EPrice_Fac","v":67.914558733592671},15.55141824553718,null,15.55141824553718,13.478988304093566,1.7448509999999999,84.309067655686718,73.074428659649115,"G","G","G","|",".",".","."]
[2,1,17,{"$f":"INDEX(Assump!$C$30:$N$30,$A3213)*INDEX(Assump!$C$56:$FN$56,($B3213-1)*Hrs_in_dy+$C3213)","v":0.53734554141293522},{"$f":"INDEX(ePrice!$F3214:$K3214,P_Off)*EPrice_Fac","v":91.229620555899871},15.55141824553718,null,15.55141824553718,13.478988304093566,1.7448509999999999,107.85963515296672,73.074428659649115,"G","G","G","|",".",".","."]
[2,2,4,{"$f":"INDEX(Assump!$C$30:$N$30,$A3224)*INDEX(Assump!$C$56:$FN$56,($B3224-1)*Hrs_in_dy+$C3224)","v":0.53734554141293522},{"$f":"INDEX(ePrice!$F3225:$K3225,P_Off)*EPrice_Fac","v":10.58649912802584},15.55141824553718,null,15.55141824553718,13.478988304093566,1.7448509999999999,26.401936740972747,73.074428659649115,"E","G","G","|",".",".","."]
[2,2,19,{"$f":"INDEX(Assump!$C$30:$N$30,$A3239)*INDEX(Assump!$C$56:$FN$56,($B3239-1)*Hrs_in_dy+$C3239)","v":0.53734554141293522},{"$f":"INDEX(ePrice!$F3240:$K3240,P_Off)*EPrice_Fac","v":69.23322792322395},15.55141824553718,null,15.55141824553718,13.478988304093566,1.7448509999999999,85.641056736122351,73.074428659649115,"G","G","G","|",".",".","."]
[2,3,1,{"$f":"INDEX(Assump!$C$30:$N$30,$A3245)*INDEX(Assump!$C$56:$FN$56,($B3245-1)*Hrs_in_dy+$C3245)","v":0.53734554141293522},{"$f":"INDEX(ePrice!$F3246:$K3246,P_Off)*EPrice_Fac","v":56.108445378536949},15.55141824553718,null,15.55141824553718,13.478988304093566,1.7448509999999999,72.383700630377916,73.074428659649115,"E","G","G","|",9.6722197454328356,12.896292993910452,12.896292993910452]
[2,3,10,{"$f":"INDEX(Assump!$C$30:$N$30,$A3254)*INDEX(Assump!$C$56:$FN$56,($B3254-1)*Hrs_in_dy+$C3254)","v":0.53734554141293522},{"$f":"INDEX(ePrice!$F3255:$K3255,P_Off)*EPrice_Fac","v":91.093419982322928},15.55141824553718,null,15.55141824553718,13.478988304093566,1.7448509999999999,107.72205881602031,73.074428659649115,"G","G","G","|",".",".","."]
[2,4,1,{"$f":"INDEX(Assump!$C$30:$N$30,$A3269)*INDEX(Assump!$C$56:$FN$56,($B3269-1)*Hrs_in_dy+$C3269)","v":0.53734554141293522},{"$f":"INDEX(ePrice!$F3270:$K3270,P_Off)*EPrice_Fac","v":51.031878545214624},{"$f":"Nwk_Elec_Var","v":15.55141824553718},null,15.55141824553718,{"$f":"IF(Other_fuel=\"Gas\",\nCHOOSE(Gas_price_option,Other_fuel_price_wholesale_flex,Gas_elec_m*$E3269+Gas_elec_c),\nOther_fuel_price_wholesale_flex)","v":13.478988304093566},{"$f":"IF(Other_fuel=\"Gas\",Nwk_Gas_Var,0)","v":1.7448509999999999},67.255855344193733,73.074428659649115,{"$f":"IF(K3269<L3269,ID_E,ID_O)","v":"E"},{"$f":"IF($C3269=1,IF(SUM($D3269:$D3292)=0,\".\",IF(SUMPRODUCT($K3269:$K3292,$D3269:$D3292)<SUMPRODUCT($L3269:$L3292,$D3269:$D3292),ID_E,ID_O)),N3268)","v":"G"},{"$f":"IF(SUM($B3269:$C3269)=2,IF(SUMPRODUCT($K3269:$K3436,$D3269:$D3436)<SUMPRODUCT($L3269:$L3436,$D3269:$D3436),ID_E,ID_O),O3268)","v":"G"},"|",{"$f":"IF($C3269=1,SUMIFS($D3269:$D3292,M3269:M3292,ID_O),\".\")","v":9.1348742040198996},{"$f":"IF($C3269=1,SUMIFS($D3269:$D3292,N3269:N3292,ID_O),\".\")","v":12.896292993910452},{"$f":"IF($C3269=1,SUMIFS($D3269:$D3292,O3269:O3292,ID_O),\".\")","v":12.896292993910452}]
[2,4,2,{"$f":"INDEX(Assump!$C$30:$N$30,$A3270)*INDEX(Assump!$C$56:$FN$56,($B3270-1)*Hrs_in_dy+$C3270)","v":0.53734554141293522},{"$f":"INDEX(ePrice!$F3271:$K3271,P_Off)*EPrice_Fac","v":31.672824291801284},15.55141824553718,null,{"$f":"SUM($F3270:$G3270)","v":15.55141824553718},13.478988304093566,1.7448509999999999,{"$f":"SUM(E3270,H3270)/COP_Elec","v":47.70125508822067},{"$f":"SUM(I3270:J3270)*GJ_MWh/COP_Other","v":73.074428659649115},"E","G","G","|",".",".","."]
[2,4,17,{"$f":"INDEX(Assump!$C$30:$N$30,$A3285)*INDEX(Assump!$C$56:$FN$56,($B3285-1)*Hrs_in_dy+$C3285)","v":0.53734554141293522},{"$f":"INDEX(ePrice!$F3286:$K3286,P_Off)*EPrice_Fac","v":93.037373623375629},15.55141824553718,null,15.55141824553718,13.478988304093566,1.7448509999999999,109.68564835243718,73.074428659649115,"G","G","G","|",".",".","."]
[2,5,4,{"$f":"INDEX(Assump!$C$30:$N$30,$A3296)*INDEX(Assump!$C$56:$FN$56,($B3296-1)*Hrs_in_dy+$C3296)","v":0.53734554141293522},{"$f":"INDEX(ePrice!$F3297:$K3297,P_Off)*EPrice_Fac","v":46.710605801728036},15.55141824553718,null,15.55141824553718,13.478988304093566,1.7448509999999999,62.890933381075975,73.074428659649115,"E","G","G","|",".",".","."]
[2,5,11,{"$f":"INDEX(Assump!$C$30:$N$30,$A3303)*INDEX(Assump!$C$56:$FN$56,($B3303-1)*Hrs_in_dy+$C3303)","v":0.53734554141293522},{"$f":"INDEX(ePrice!$F3304:$K3304,P_Off)*EPrice_Fac","v":105.33257085627581},15.55141824553718,null,15.55141824553718,13.478988304093566,1.7448509999999999,122.10503949678079,73.074428659649115,"G","G","G","|",".",".","."]
[2,5,23,{"$f":"INDEX(Assump!$C$30:$N$30,$A3315)*INDEX(Assump!$C$56:$FN$56,($B3315-1)*Hrs_in_dy+$C3315)","v":0.53734554141293522},{"$f":"INDEX(ePrice!$F3316:$K3316,P_Off)*EPrice_Fac","v":56.306555303739778},15.55141824553718,null,15.55141824553718,13.478988304093566,1.7448509999999999,72.583811665936324,73.074428659649115,"E","G","G","|",".",".","."]
[2,6,10,{"$f":"INDEX(Assump!$C$30:$N$30,$A3326)*INDEX(Assump!$C$56:$FN$56,($B3326-1)*Hrs_in_dy+$C3326)","v":0.53734554141293522},{"$f":"INDEX(ePrice!$F3327:$K3327,P_Off)*EPrice_Fac","v":63.847114331772204},15.55141824553718,null,15.55141824553718,13.478988304093566,1.7448509999999999,80.200537956878165,73.074428659649115,"G","E","G","|",".",".","."]
[2,6,15,{"$f":"INDEX(Assump!$C$30:$N$30,$A3331)*INDEX(Assump!$C$56:$FN$56,($B3331-1)*Hrs_in_dy+$C3331)","v":0.53734554141293522},{"$f":"INDEX(ePrice!$F3332:$K3332,P_Off)*EPrice_Fac","v":57.656179169184},15.55141824553718,null,15.55141824553718,13.478988304093566,1.7448509999999999,73.947068095677963,73.074428659649115,"G","E","G","|",".",".","."]
[2,7,6,{"$f":"INDEX(Assump!$C$30:$N$30,$A3346)*INDEX(Assump!$C$56:$FN$56,($B3346-1)*Hrs_in_dy+$C3346)","v":0.53734554141293522},{"$f":"INDEX(ePrice!$F3347:$K3347,P_Off)*EPrice_Fac","v":24.627540076775901},15.55141824553718,null,15.55141824553718,13.478988304093566,1.7448509999999999,40.584806386174826,73.074428659649115,"E","E","G","|",".",".","."]
[2,7,17,{"$f":"INDEX(Assump!$C$30:$N$30,$A3357)*INDEX(Assump!$C$56:$FN$56,($B3357-1)*Hrs_in_dy+$C3357)","v":0.53734554141293522},{"$f":"INDEX(ePrice!$F3358:$K3358,P_Off)*EPrice_Fac","v":67.351183633797135},15.55141824553718,null,15.55141824553718,13.478988304093566,1.7448509999999999,83.740001898317487,73.074428659649115,"G","E","G","|",".",".","."]
[2,7,21,{"$f":"INDEX(Assump!$C$30:$N$30,$A3361)*INDEX(Assump!$C$56:$FN$56,($B3361-1)*Hrs_in_dy+$C3361)","v":0.53734554141293522},{"$f":"INDEX(ePrice!$F3362:$K3362,P_Off)*EPrice_Fac","v":74.941270143130296},15.55141824553718,null,15.55141824553718,13.478988304093566,1.7448509999999999,91.40675594814897,73.074428659649115,"G","E","G","|",".",".","."]
[2,1,8,{"$f":"INDEX(Assump!$C$30:$N$30,$A3372)*INDEX(Assump!$C$56:$FN$56,($B3372-1)*Hrs_in_dy+$C3372)","v":0.53734554141293522},{"$f":"INDEX(ePrice!$F3373:$K3373,P_Off)*EPrice_Fac","v":32.650992047490227},15.55141824553718,null,15.55141824553718,13.478988304093566,1.7448509999999999,48.689303326290307,73.074428659649115,"E","E","G","|",".",".","."]
[2,1,23,{"$f":"INDEX(Assump!$C$30:$N$30,$A3387)*INDEX(Assump!$C$56:$FN$56,($B3387-1)*Hrs_in_dy+$C3387)","v":0.53734554141293522},{"$f":"INDEX(ePrice!$F3388:$K3388,P_Off)*EPrice_Fac","v":47.66400981676663},15.55141824553718,null,15.55141824553718,13.478988304093566,1.7448509999999999,63.853967739700813,73.074428659649115,"E","E","G","|",".",".","."]
[2,2,4,{"$f":"INDEX(Assump!$C$30:$N$30,$A3392)*INDEX(Assump!$C$56:$FN$56,($B3392-1)*Hrs_in_dy+$C3392)","v":0.53734554141293522},{"$f":"INDEX(ePrice!$F3393:$K3393,P_Off)*EPrice_Fac","v":18.288022470285576},15.55141824553718,null,15.55141824553718,13.478988304093566,1.7448509999999999,34.181253248305815,73.074428659649115,"E","G","G","|",".",".","."]
[2,2,15,{"$f":"INDEX(Assump!$C$30:$N$30,$A3403)*INDEX(Assump!$C$56:$FN$56,($B3403-1)*Hrs_in_dy+$C3403)","v":0.53734554141293522},{"$f":"INDEX(ePrice!$F3404:$K3404,P_Off)*EPrice_Fac","v":108.36612908594402},15.55141824553718,null,15.55141824553718,13.478988304093566,1.7448509999999999,125.16923972876889,73.074428659649115,"G","G","G","|",".",".","."]
[2,2,20,{"$f":"INDEX(Assump!$C$30:$N$30,$A3408)*INDEX(Assump!$C$56:$FN$56,($B3408-1)*Hrs_in_dy+$C3408)","v":0.53734554141293522},{"$f":"INDEX(ePrice!$F3409:$K3409,P_Off)*EPrice_Fac","v":96.46096076828691},15.55141824553718,null,15.55141824553718,13.478988304093566,1.7448509999999999,113.1438171856809,73.074428659649115,"G","G","G","|",".",".","."]
[2,3,7,{"$f":"INDEX(Assump!$C$30:$N$30,$A3419)*INDEX(Assump!$C$56:$FN$56,($B3419-1)*Hrs_in_dy+$C3419)","v":0.53734554141293522},{"$f":"INDEX(ePrice!$F3420:$K3420,P_Off)*EPrice_Fac","v":65.908695740914098},15.55141824553718,null,15.55141824553718,13.478988304093566,1.7448509999999999,82.282943420657858,73.074428659649115,"G","G","G","|",".",".","."]
[2,3,24,{"$f":"INDEX(Assump!$C$30:$N$30,$A3436)*INDEX(Assump!$C$56:$FN$56,($B3436-1)*Hrs_in_dy+$C3436)","v":0.53734554141293522},{"$f":"INDEX(ePrice!$F3437:$K3437,P_Off)*EPrice_Fac","v":46.952052273068993},15.55141824553718,null,15.55141824553718,13.478988304093566,1.7448509999999999,63.134818705662802,73.074428659649115,"E","G","G","|",".",".","."]
[2,4,2,{"$f":"INDEX(Assump!$C$30:$N$30,$A3438)*INDEX(Assump!$C$56:$FN$56,($B3438-1)*Hrs_in_dy+$C3438)","v":0.53734554141293522},{"$f":"INDEX(ePrice!$F3439:$K3439,P_Off)*EPrice_Fac","v":27.611570825143421},15.55141824553718,null,15.55141824553718,13.478988304093566,1.7448509999999999,43.598978859273338,73.074428659649115,"E","G","G","|",".",".","."]
[2,4,13,{"$f":"INDEX(Assump!$C$30:$N$30,$A3449)*INDEX(Assump!$C$56:$FN$56,($B3449-1)*Hrs_in_dy+$C3449)","v":0.53734554141293522},{"$f":"INDEX(ePrice!$F3450:$K3450,P_Off)*EPrice_Fac","v":73.585455342523474},15.55141824553718,null,15.55141824553718,13.478988304093566,1.7448509999999999,90.037246048546109,73.074428659649115,"G","G","G","|",".",".","."]
[2,5,4,{"$f":"INDEX(Assump!$C$30:$N$30,$A3464)*INDEX(Assump!$C$56:$FN$56,($B3464-1)*Hrs_in_dy+$C3464)","v":0.53734554141293522},{"$f":"INDEX(ePrice!$F3465:$K3465,P_Off)*EPrice_Fac","v":47.168735003759572},15.55141824553718,null,15.55141824553718,13.478988304093566,1.7448509999999999,63.353690150804802,73.074428659649115,"E","G","G","|",".",".","."]
[2,5,9,{"$f":"INDEX(Assump!$C$30:$N$30,$A3469)*INDEX(Assump!$C$56:$FN$56,($B3469-1)*Hrs_in_dy+$C3469)","v":0.53734554141293522},{"$f":"INDEX(ePrice!$F3470:$K3470,P_Off)*EPrice_Fac","v":92.907363984961265},15.55141824553718,null,15.55141824553718,13.478988304093566,1.7448509999999999,109.55432548535197,73.074428659649115,"G","G","G","|",".",".","."]
[2,5,20,{"$f":"INDEX(Assump!$C$30:$N$30,$A3480)*INDEX(Assump!$C$56:$FN$56,($B3480-1)*Hrs_in_dy+$C3480)","v":0.53734554141293522},{"$f":"INDEX(ePrice!$F3481:$K3481,P_Off)*EPrice_Fac","v":85.948752862212118},15.55141824553718,null,15.55141824553718,13.478988304093566,1.7448509999999999,102.52542536136292,73.074428659649115,"G","G","G","|",".",".","."]
[2,6,10,{"$f":"INDEX(Assump!$C$30:$N$30,$A3494)*INDEX(Assump!$C$56:$FN$56,($B3494-1)*Hrs_in_dy+$C3494)","v":0.53734554141293522},{"$f":"INDEX(ePrice!$F3495:$K3495,P_Off)*EPrice_Fac","v":80.5997848817359},15.55141824553718,null,15.55141824553718,13.478988304093566,1.7448509999999999,97.122427401285933,73.074428659649115,"G","E","G","|",".",".","."]
[2,6,21,{"$f":"INDEX(Assump!$C$30:$N$30,$A3505)*INDEX(Assump!$C$56:$FN$56,($B3505-1)*Hrs_in_dy+$C3505)","v":0.53734554141293522},{"$f":"INDEX(ePrice!$F3506:$K3506,P_Off)*EPrice_Fac","v":55.984626675285192},15.55141824553718,null,15.55141824553718,13.478988304093566,1.7448509999999999,72.25863123315392,73.074428659649115,"E","E","G","|",".",".","."]
[2,7,2,{"$f":"INDEX(Assump!$C$30:$N$30,$A3510)*INDEX(Assump!$C$56:$FN$56,($B3510-1)*Hrs_in_dy+$C3510)","v":0.53734554141293522},{"$f":"INDEX(ePrice!$F3511:$K3511,P_Off)*EPrice_Fac","v":24.181792745069551},15.55141824553718,null,15.55141824553718,13.478988304093566,1.7448509999999999,40.134556556168413,73.074428659649115,"E","E","G","|",".",".","."]
[2,7,17,{"$f":"INDEX(Assump!$C$30:$N$30,$A3525)*INDEX(Assump!$C$56:$FN$56,($B3525-1)*Hrs_in_dy+$C3525)","v":0.53734554141293522},{"$f":"INDEX(ePrice!$F3526:$K3526,P_Off)*EPrice_Fac","v":52.276256512894847},{"$f":"Nwk_Elec_Var","v":15.55141824553718},null,15.55141824553718,{"$f":"IF(Other_fuel=\"Gas\",\nCHOOSE(Gas_price_option,Other_fuel_price_wholesale_flex,Gas_elec_m*$E3525+Gas_elec_c),\nOther_fuel_price_wholesale_flex)","v":13.478988304093566},{"$f":"IF(Other_fuel=\"Gas\",Nwk_Gas_Var,0)","v":1.7448509999999999},68.512802786294969,73.074428659649115,{"$f":"IF(K3525<L3525,ID_E,ID_O)","v":"E"},{"$f":"IF($C3525=1,IF(SUM($D3525:$D3548)=0,\".\",IF(SUMPRODUCT($K3525:$K3548,$D3525:$D3548)<SUMPRODUCT($L3525:$L3548,$D3525:$D3548),ID_E,ID_O)),N3524)","v":"E"},{"$f":"IF(SUM($B3525:$C3525)=2,IF(SUMPRODUCT($K3525:$K3692,$D3525:$D3692)<SUMPRODUCT($L3525:$L3692,$D3525:$D3692),ID_E,ID_O),O3524)","v":"G"},"|",{"$f":"IF($C3525=1,SUMIFS($D3525:$D3548,M3525:M3548,ID_O),\".\")","v":"."},{"$f":"IF($C3525=1,SUMIFS($D3525:$D3548,N3525:N3548,ID_O),\".\")","v":"."},{"$f":"IF($C3525=1,SUMIFS($D3525:$D3548,O3525:O3548,ID_O),\".\")","v":"."}]
[2,7,18,{"$f":"INDEX(Assump!$C$30:$N$30,$A3526)*INDEX(Assump!$C$56:$FN$56,($B3526-1)*Hrs_in_dy+$C3526)","v":0.53734554141293522},{"$f":"INDEX(ePrice!$F3527:$K3527,P_Off)*EPrice_Fac","v":56.027963221423306},15.55141824553718,null,{"$f":"SUM($F3526:$G3526)","v":15.55141824553718},13.478988304093566,1.7448509999999999,{"$f":"SUM(E3526,H3526)/COP_Elec","v":72.302405522182312},{"$f":"SUM(I3526:J3526)*GJ_MWh/COP_Other","v":73.074428659649115},"E","E","G","|",".",".","."]
[2,1,9,{"$f":"INDEX(Assump!$C$30:$N$30,$A3541)*INDEX(Assump!$C$56:$FN$56,($B3541-1)*Hrs_in_dy+$C3541)","v":0.53734554141293522},{"$f":"INDEX(ePrice!$F3542:$K3542,P_Off)*EPrice_Fac","v":56.602395013975688},15.55141824553718,null,15.55141824553718,13.478988304093566,1.7448509999999999,72.882639656073607,73.074428659649115,"E","E","E","|",".",".","."]
[2,1,20,{"$f":"INDEX(Assump!$C$30:$N$30,$A3552)*INDEX(Assump!$C$56:$FN$56,($B3552-1)*Hrs_in_dy+$C3552)","v":0.53734554141293522},{"$f":"INDEX(ePrice!$F3553:$K3553,P_Off)*EPrice_Fac","v":39.62331147208841},15.55141824553718,null,15.55141824553718,13.478988304093566,1.7448509999999999,55.732050219823826,73.074428659649115,"E","E","E","|",".",".","."]
[2,1,24,{"$f":"INDEX(Assump!$C$30:$N$30,$A3556)*INDEX(Assump!$C$56:$FN$56,($B3556-1)*Hrs_in_dy+$C3556)","v":0.53734554141293522},{"$f":"INDEX(ePrice!$F3557:$K3557,P_Off)*EPrice_Fac","v":18.703968774115598},15.55141824553718,null,15.55141824553718,13.478988304093566,1.7448509999999999,34.601401029952306,73.074428659649115,"E","E","E","|",".",".","."]
[2,2,15,{"$f":"INDEX(Assump!$C$30:$N$30,$A3571)*INDEX(Assump!$C$56:$FN$56,($B3571-1)*Hrs_in_dy+$C3571)","v":0.53734554141293522},{"$f":"INDEX(ePrice!$F3572:$K3572,P_Off)*EPrice_Fac","v":24.499910146863826},15.55141824553718,null,15.55141824553718,13.478988304093566,1.7448509999999999,40.455887265051523,73.074428659649115,"E","E","E","|",".",".","."]
[2,3,2,{"$f":"INDEX(Assump!$C$30:$N$30,$A3582)*INDEX(Assump!$C$56:$FN$56,($B3582-1)*Hrs_in_dy+$C3582)","v":0.53734554141293522},{"$f":"INDEX(ePrice!$F3583:$K3583,P_Off)*EPrice_Fac","v":3.3680223491851513},15.55141824553718,null,15.55141824553718,13.478988304093566,1.7448509999999999,19.110546055275083,73.074428659649115,"E","E","E","|",".",".","."]
[2,3,7,{"$f":"INDEX(Assump!$C$30:$N$30,$A3587)*INDEX(Assump!$C$56:$FN$56,($B3587-1)*Hrs_in_dy+$C3587)","v":0.53734554141293522},{"$f":"INDEX(ePrice!$F3588:$K3588,P_Off)*EPrice_Fac","v":13.022474762747439},15.55141824553718,null,15.55141824553718,13.478988304093566,1.7448509999999999,28.862518190186485,73.074428659649115,"E","E","E","|",".",".","."]
[2,3,22,{"$f":"INDEX(Assump!$C$30:$N$30,$A3602)*INDEX(Assump!$C$56:$FN$56,($B3602-1)*Hrs_in_dy+$C3602)","v":0.53734554141293522},{"$f":"INDEX(ePrice!$F3603:$K3603,P_Off)*EPrice_Fac","v":52.147122731679801},15.55141824553718,null,15.55141824553718,13.478988304093566,1.7448509999999999,68.382364623451494,73.074428659649115,"E","E","E","|",".",".","."]
[2,4,9,{"$f":"INDEX(Assump!$C$30:$N$30,$A3613)*INDEX(Assump!$C$56:$FN$56,($B3613-1)*Hrs_in_dy+$C3613)","v":0.53734554141293522},{"$f":"INDEX(ePrice!$F3614:$K3614,P_Off)*EPrice_Fac","v":62.553657805739746},15.55141824553718,null,15.55141824553718,13.478988304093566,1.7448509999999999,78.894016213411035,73.074428659649115,"G","E","E","|",".",".","."]
[2,4,14,{"$f":"INDEX(Assump!$C$30:$N$30,$A3618)*INDEX(Assump!$C$56:$FN$56,($B3618-1)*Hrs_in_dy+$C3618)","v":0.53734554141293522},{"$f":"INDEX(ePrice!$F3619:$K3619,P_Off)*EPrice_Fac","v":58.874992618522946},15.55141824553718,null,15.55141824553718,13.478988304093566,1.7448509999999999,75.178192791979924,73.074428659649115,"G","E","E","|",".",".","."]
[2,4,24,{"$f":"INDEX(Assump!$C$30:$N$30,$A3628)*INDEX(Assump!$C$56:$FN$56,($B3628-1)*Hrs_in_dy+$C3628)","v":0.53734554141293522},{"$f":"INDEX(ePrice!$F3629:$K3629,P_Off)*EPrice_Fac","v":4.2917760517529233},15.55141824553718,null,15.55141824553718,13.478988304093566,1.7448509999999999,20.043630603323336,73.074428659649115,"E","E","E","|",".",".","."]
[2,5,15,{"$f":"INDEX(Assump!$C$30:$N$30,$A3643)*INDEX(Assump!$C$56:$FN$56,($B3643-1)*Hrs_in_dy+$C3643)","v":0.53734554141293522},{"$f":"INDEX(ePrice!$F3644:$K3644,P_Off)*EPrice_Fac","v":42.786963533094855},15.55141824553718,null,15.55141824553718,13.478988304093566,1.7448509999999999,58.927658362254583,73.074428659649115,"E","E","E","|",".",".","."]
[2,5,20,{"$f":"INDEX(Assump!$C$30:$N$30,$A3648)*INDEX(Assump!$C$56:$FN$56,($B3648-1)*Hrs_in_dy+$C3648)","v":0.53734554141293522},{"$f":"INDEX(ePrice!$F3649:$K3649,P_Off)*EPrice_Fac","v":10.087717424501156},15.55141824553718,null,15.55141824553718,13.478988304093566,1.7448509999999999,25.89811683842256,73.074428659649115,"E","E","E","|",".",".","."]
[2,6,7,{"$f":"INDEX(Assump!$C$30:$N$30,$A3659)*INDEX(Assump!$C$56:$FN$56,($B3659-1)*Hrs_in_dy+$C3659)","v":0.53734554141293522},{"$f":"INDEX(ePrice!$F3660:$K3660,P_Off)*EPrice_Fac","v":0.92375370256777189},15.55141824553718,null,15.55141824553718,13.478988304093566,1.7448509999999999,16.641587826368639,73.074428659649115,"E","E","E","|",".",".","."]
[2,6,12,{"$f":"INDEX(Assump!$C$30:$N$30,$A3664)*INDEX(Assump!$C$56:$FN$56,($B3664-1)*Hrs_in_dy+$C3664)","v":0.53734554141293522},{"$f":"INDEX(ePrice!$F3665:$K3665,P_Off)*EPrice_Fac","v":45.639972756069653},15.55141824553718,null,15.55141824553718,13.478988304093566,1.7448509999999999,61.809485860208923,73.074428659649115,"E","E","E","|",".",".","."]
[2,6,24,{"$f":"INDEX(Assump!$C$30:$N$30,$A3676)*INDEX(Assump!$C$56:$FN$56,($B3676-1)*Hrs_in_dy+$C3676)","v":0.53734554141293522},{"$f":"INDEX(ePrice!$F3677:$K3677,P_Off)*EPrice_Fac","v":0.3596917071945307},15.55141824553718,null,15.55141824553718,13.478988304093566,1.7448509999999999,16.071828235082535,73.074428659649115,"E","E","E","|",".",".","."]
[2,7,13,{"$f":"INDEX(Assump!$C$30:$N$30,$A3689)*INDEX(Assump!$C$56:$FN$56,($B3689-1)*Hrs_in_dy+$C3689)","v":0.53734554141293522},{"$f":"INDEX(ePrice!$F3690:$K3690,P_Off)*EPrice_Fac","v":0.92375370256777189},15.55141824553718,null,15.55141824553718,13.478988304093566,1.7448509999999999,16.641587826368639,73.074428659649115,"E","E","E","|",".",".","."]
[2,7,18,{"$f":"INDEX(Assump!$C$30:$N$30,$A3694)*INDEX(Assump!$C$56:$FN$56,($B3694-1)*Hrs_in_dy+$C3694)","v":0.53734554141293522},{"$f":"INDEX(ePrice!$F3695:$K3695,P_Off)*EPrice_Fac","v":8.6489505957230328},15.55141824553718,null,15.55141824553718,13.478988304093566,1.7448509999999999,24.444817011373953,73.074428659649115,"E","E","E","|",".",".","."]
[3,6,5,{"$f":"INDEX(Assump!$C$30:$N$30,$A3705)*INDEX(Assump!$C$56:$FN$56,($B3705-1)*Hrs_in_dy+$C3705)","v":0.50122258231192796},{"$f":"INDEX(ePrice!$F3706:$K3706,P_Off)*EPrice_Fac","v":189.17813966364784},15.55141824553718,null,15.55141824553718,13.478988304093566,1.7448509999999999,206.79753324160103,73.074428659649115,"G","G","E","|",".",".","."]
[3,6,20,{"$f":"INDEX(Assump!$C$30:$N$30,$A3720)*INDEX(Assump!$C$56:$FN$56,($B3720-1)*Hrs_in_dy+$C3720)","v":0.50122258231192796},{"$f":"INDEX(ePrice!$F3721:$K3721,P_Off)*EPrice_Fac","v":237.66249140267135},15.55141824553718,null,15.55141824553718,13.478988304093566,1.7448509999999999,255.77162590728133,73.074428659649115,"G","G","E","|",".",".","."]
[3,7,1,{"$f":"INDEX(Assump!$C$30:$N$30,$A3725)*INDEX(Assump!$C$56:$FN$56,($B3725-1)*Hrs_in_dy+$C3725)","v":0.50122258231192796},{"$f":"INDEX(ePrice!$F3726:$K3726,P_Off)*EPrice_Fac","v":202.37826837246698},15.55141824553718,null,15.55141824553718,13.478988304093566,1.7448509999999999,220.13099658384257,73.074428659649115,"G","G","E","|",12.029341975486277,12.029341975486277,0]
[3,7,14,{"$f":"INDEX(Assump!$C$30:$N$30,$A3738)*INDEX(Assump!$C$56:$FN$56,($B3738-1)*Hrs_in_dy+$C3738)","v":0.50122258231192796},{"$f":"INDEX(ePrice!$F3739:$K3739,P_Off)*EPrice_Fac","v":271.18523849245315},15.55141824553718,null,15.55141824553718,13.478988304093566,1.7448509999999999,289.63298660403069,73.074428659649115,"G","G","E","|",".",".","."]
[3,1,2,{"$f":"INDEX(Assump!$C$30:$N$30,$A3750)*INDEX(Assump!$C$56:$FN$56,($B3750-1)*Hrs_in_dy+$C3750)","v":0.50122258231192796},{"$f":"INDEX(ePrice!$F3751:$K3751,P_Off)*EPrice_Fac","v":207.11565397621223},15.55141824553718,null,15.55141824553718,13.478988304093566,1.7448509999999999,224.91623456742366,73.074428659649115,"G","G","G","|",".",".","."]
[3,1,7,{"$f":"INDEX(Assump!$C$30:$N$30,$A3755)*INDEX(Assump!$C$56:$FN$56,($B3755-1)*Hrs_in_dy+$C3755)","v":0.50122258231192796},{"$f":"INDEX(ePrice!$F3756:$K3756,P_Off)*EPrice_Fac","v":204.58284850908282},15.55141824553718,null,15.55141824553718,13.478988304093566,1.7448509999999999,222.35784520668687,73.074428659649115,"G","G","G","|",".",".","."]
[3,1,18,{"$f":"INDEX(Assump!$C$30:$N$30,$A3766)*INDEX(Assump!$C$56:$FN$56,($B3766-1)*Hrs_in_dy+$C3766)","v":0.50122258231192796},{"$f":"INDEX(ePrice!$F3767:$K3767,P_Off)*EPrice_Fac","v":560.77844760454013},15.55141824553718,null,15.55141824553718,13.478988304093566,1.7448509999999999,582.15137964654275,73.074428659649115,"G","G","G","|",".",".","."]
[3,2,9,{"$f":"INDEX(Assump!$C$30:$N$30,$A3781)*INDEX(Assump!$C$56:$FN$56,($B3781-1)*Hrs_in_dy+$C3781)","v":0.50122258231192796},{"$f":"INDEX(ePrice!$F3782:$K3782,P_Off)*EPrice_Fac","v":415.09016423393484},{"$f":"Nwk_Elec_Var","v":15.55141824553718},null,15.55141824553718,{"$f":"IF(Other_fuel=\"Gas\",\nCHOOSE(Gas_price_option,Other_fuel_price_wholesale_flex,Gas_elec_m*$E3781+Gas_elec_c),\nOther_fuel_price_wholesale_flex)","v":13.478988304093566},{"$f":"IF(Other_fuel=\"Gas\",Nwk_Gas_Var,0)","v":1.7448509999999999},434.99149745401218,73.074428659649115,{"$f":"IF(K3781<L3781,ID_E,ID_O)","v":"G"},{"$f":"IF($C3781=1,IF(SUM($D3781:$D3804)=0,\".\",IF(SUMPRODUCT($K3781:$K3804,$D3781:$D3804)<SUMPRODUCT($L3781:$L3804,$D3781:$D3804),ID_E,ID_O)),N3780)","v":"G"},{"$f":"IF(SUM($B3781:$C3781)=2,IF(SUMPRODUCT($K3781:$K3948,$D3781:$D3948)<SUMPRODUCT($L3781:$L3948,$D3781:$D3948),ID_E,ID_O),O3780)","v":"G"},"|",{"$f":"IF($C3781=1,SUMIFS($D3781:$D3804,M3781:M3804,ID_O),\".\")","v":"."},{"$f":"IF($C3781=1,SUMIFS($D3781:$D3804,N3781:N3804,ID_O),\".\")","v":"."},{"$f":"IF($C3781=1,SUMIFS($D3781:$D3804,O3781:O3804,ID_O),\".\")","v":"."}]
[3,2,10,{"$f":"INDEX(Assump!$C$30:$N$30,$A3782)*INDEX(Assump!$C$56:$FN$56,($B3782-1)*Hrs_in_dy+$C3782)","v":0.50122258231192796},{"$f":"INDEX(ePrice!$F3783:$K3783,P_Off)*EPrice_Fac","v":479.92560785470732},15.55141824553718,null,{"$f":"SUM($F3782:$G3782)","v":15.55141824553718},13.478988304093566,1.7448509999999999,{"$f":"SUM(E3782,H3782)/COP_Elec","v":500.48184454570156},{"$f":"SUM(I3782:J3782)*GJ_MWh/COP_Other","v":73.074428659649115},"G","G","G","|",".",".","."]
[3,2,24,{"$f":"INDEX(Assump!$C$30:$N$30,$A3796)*INDEX(Assump!$C$56:$FN$56,($B3796-1)*Hrs_in_dy+$C3796)","v":0.50122258231192796},{"$f":"INDEX(ePrice!$F3797:$K3797,P_Off)*EPrice_Fac","v":213.21517470158864},15.55141824553718,null,15.55141824553718,13.478988304093566,1.7448509999999999,231.07736661325839,73.074428659649115,"G","G","G","|",".",".","."]
[3,3,5,{"$f":"INDEX(Assump!$C$30:$N$30,$A3801)*INDEX(Assump!$C$56:$FN$56,($B3801-1)*Hrs_in_dy+$C3801)","v":0.50122258231192796},{"$f":"INDEX(ePrice!$F3802:$K3802,P_Off)*EPrice_Fac","v":208.95918624926321},15.55141824553718,null,15.55141824553718,13.478988304093566,1.7448509999999999,226.77838837858624,73.074428659649115,"G","G","G","|",".",".","."]
[3,3,16,{"$f":"INDEX(Assump!$C$30:$N$30,$A3812)*INDEX(Assump!$C$56:$FN$56,($B3812-1)*Hrs_in_dy+$C3812)","v":0.50122258231192796},{"$f":"INDEX(ePrice!$F3813:$K3813,P_Off)*EPrice_Fac","v":213.66921974213238},15.55141824553718,null,15.55141824553718,13.478988304093566,1.7448509999999999,231.53599796734301,73.074428659649115,"G","G","G","|",".",".","."]
[3,4,7,{"$f":"INDEX(Assump!$C$30:$N$30,$A3827)*INDEX(Assump!$C$56:$FN$56,($B3827-1)*Hrs_in_dy+$C3827)","v":0.50122258231192796},{"$f":"INDEX(ePrice!$F3828:$K3828,P_Off)*EPrice_Fac","v":208.56531585264696},15.55141824553718,null,15.55141824553718,13.478988304093566,1.7448509999999999,226.38053949311529,73.074428659649115,"G","G","G","|",".",".","."]
[3,4,18,{"$f":"INDEX(Assump!$C$30:$N$30,$A3838)*INDEX(Assump!$C$56:$FN$56,($B3838-1)*Hrs_in_dy+$C3838)","v":0.50122258231192796},{"$f":"INDEX(ePrice!$F3839:$K3839,P_Off)*EPrice_Fac","v":217.50945610914064},15.55141824553718,null,15.55141824553718,13.478988304093566,1.7448509999999999,235.41502460068466,73.074428659649115,"G","G","G","|",".",".","."]
[3,4,23,{"$f":"INDEX(Assump!$C$30:$N$30,$A3843)*INDEX(Assump!$C$56:$FN$56,($B3843-1)*Hrs_in_dy+$C3843)","v":0.50122258231192796},{"$f":"INDEX(ePrice!$F3844:$K3844,P_Off)*EPrice_Fac","v":207.47670183977709},15.55141824553718,null,15.55141824553718,13.478988304093566,1.7448509999999999,225.28092937910532,73.074428659649115,"G","G","G","|",".",".","."]
[3,5,14,{"$f":"INDEX(Assump!$C$30:$N$30,$A3858)*INDEX(Assump!$C$56:$FN$56,($B3858-1)*Hrs_in_dy+$C3858)","v":0.50122258231192796},{"$f":"INDEX(ePrice!$F3859:$K3859,P_Off)*EPrice_Fac","v":204.5773780869076},15.55141824553718,null,15.55141824553718,13.478988304093566,1.7448509999999999,222.35231952772199,73.074428659649115,"G","G","G","|",".",".","."]
[3,5,18,{"$f":"INDEX(Assump!$C$30:$N$30,$A3862)*INDEX(Assump!$C$56:$FN$56,($B3862-1)*Hrs_in_dy+$C3862)","v":0.50122258231192796},{"$f":"INDEX(ePrice!$F3863:$K3863,P_Off)*EPrice_Fac","v":200.15180654715016},15.55141824553718,null,15.55141824553718,13.478988304093566,1.7448509999999999,217.88204524513873,73.074428659649115,"G","G","G","|",".",".","."]
[3,4,5,{"$f":"INDEX(Assump!$C$30:$N$30,$A3873)*INDEX(Assump!$C$56:$FN$56,($B3873-1)*Hrs_in_dy+$C3873)","v":0.50122258231192796},{"$f":"INDEX(ePrice!$F3874:$K3874,P_Off)*EPrice_Fac","v":168.94649168291178},15.55141824553718,null,15.55141824553718,13.478988304093566,1.7448509999999999,186.36152518025148,73.074428659649115,"G","G","G","|",".",".","."]
[3,4,20,{"$f":"INDEX(Assump!$C$30:$N$30,$A3888)*INDEX(Assump!$C$56:$FN$56,($B3888-1)*Hrs_in_dy+$C3888)","v":0.50122258231192796},{"$f":"INDEX(ePrice!$F3889:$K3889,P_Off)*EPrice_Fac","v":166.19934580919224},15.55141824553718,null,15.55141824553718,13.478988304093566,1.7448509999999999,183.58663035831253,73.074428659649115,"G","G","G","|",".",".","."]
[3,5,7,{"$f":"INDEX(Assump!$C$30:$N$30,$A3899)*INDEX(Assump!$C$56:$FN$56,($B3899-1)*Hrs_in_dy+$C3899)","v":0.50122258231192796},{"$f":"INDEX(ePrice!$F3900:$K3900,P_Off)*EPrice_Fac","v":151.76640154422762},15.55141824553718,null,15.55141824553718,13.478988304093566,1.7448509999999999,169.00789877754019,73.074428659649115,"G","G","G","|",".",".","."]
[3,5,12,{"$f":"INDEX(Assump!$C$30:$N$30,$A3904)*INDEX(Assump!$C$56:$FN$56,($B3904-1)*Hrs_in_dy+$C3904)","v":0.50122258231192796},{"$f":"INDEX(ePrice!$F3905:$K3905,P_Off)*EPrice_Fac","v":248.54817190231628},15.55141824553718,null,15.55141824553718,13.478988304093566,1.7448509999999999,266.76726277560954,73.074428659649115,"G","G","G","|",".",".","."]
[3,5,23,{"$f":"INDEX(Assump!$C$30:$N$30,$A3915)*INDEX(Assump!$C$56:$FN$56,($B3915-1)*Hrs_in_dy+$C3915)","v":0.50122258231192796},{"$f":"INDEX(ePrice!$F3916:$K3916,P_Off)*EPrice_Fac","v":222.59032499142197},15.55141824553718,null,15.55141824553718,13.478988304093566,1.7448509999999999,240.54721539086782,73.074428659649115,"G","G","G","|",".",".","."]
[3,6,4,{"$f":"INDEX(Assump!$C$30:$N$30,$A3920)*INDEX(Assump!$C$56:$FN$56,($B3920-1)*Hrs_in_dy+$C3920)","v":0.50122258231192796},{"$f":"INDEX(ePrice!$F3921:$K3921,P_Off)*EPrice_Fac","v":180.03637990632186},15.55141824553718,null,15.55141824553718,13.478988304093566,1.7448509999999999,197.56343247662528,73.074428659649115,"G","G","G","|",".",".","."]
[3,6,18,{"$f":"INDEX(Assump!$C$30:$N$30,$A3934)*INDEX(Assump!$C$56:$FN$56,($B3934-1)*Hrs_in_dy+$C3934)","v":0.50122258231192796},{"$f":"INDEX(ePrice!$F3935:$K3935,P_Off)*EPrice_Fac","v":246.68297307699262},15.55141824553718,null,15.55141824553718,13.478988304093566,1.7448509999999999,264.8832235581109,73.074428659649115,"G","G","G","|",".",".","."]
[3,7,5,{"$f":"INDEX(Assump!$C$30:$N$30,$A3945)*INDEX(Assump!$C$56:$FN$56,($B3945-1)*Hrs_in_dy+$C3945)","v":0.50122258231192796},{"$f":"INDEX(ePrice!$F3946:$K3946,P_Off)*EPrice_Fac","v":168.37441792179018},15.55141824553718,null,15.55141824553718,13.478988304093566,1.7448509999999999,185.78367289629026,73.074428659649115,"G","G","G","|",".",".","."]
[3,7,10,{"$f":"INDEX(Assump!$C$30:$N$30,$A3950)*INDEX(Assump!$C$56:$FN$56,($B3950-1)*Hrs_in_dy+$C3950)","v":0.50122258231192796},{"$f":"INDEX(ePrice!$F3951:$K3951,P_Off)*EPrice_Fac","v":220.32586635364885},15.55141824553718,null,15.55141824553718,13.478988304093566,1.7448509999999999,238.25988343352125,73.074428659649115,"G","G","G","|",".",".","."]
[3,7,21,{"$f":"INDEX(Assump!$C$30:$N$30,$A3961)*INDEX(Assump!$C$56:$FN$56,($B3961-1)*Hrs_in_dy+$C3961)","v":0.50122258231192796},{"$f":"INDEX(ePrice!$F3962:$K3962,P_Off)*EPrice_Fac","v":259.26263671999027},15.55141824553718,null,15.55141824553718,13.478988304093566,1.7448509999999999,277.58995451063379,73.074428659649115,"G","G","G","|",".",".","."]
[3,1,12,{"$f":"INDEX(Assump!$C$30:$N$30,$A3976)*INDEX(Assump!$C$56:$FN$56,($B3976-1)*Hrs_in_dy+$C3976)","v":0.50122258231192796},{"$f":"INDEX(ePrice!$F3977:$K3977,P_Off)*EPrice_Fac","v":222.42942924610651},15.55141824553718,null,15.55141824553718,13.478988304093566,1.7448509999999999,240.38469443600371,73.074428659649115,"G","G","G","|",".",".","."]
[3,1,23,{"$f":"INDEX(Assump!$C$30:$N$30,$A3987)*INDEX(Assump!$C$56:$FN$56,($B3987-1)*Hrs_in_dy+$C3987)","v":0.50122258231192796},{"$f":"INDEX(ePrice!$F3988:$K3988,P_Off)*EPrice_Fac","v":204.03964146671723},15.55141824553718,null,15.55141824553718,13.478988304093566,1.7448509999999999,221.8091512244994,73.074428659649115,"G","G","G","|",".",".","."]
[3,2,3,{"$f":"INDEX(Assump!$C$30:$N$30,$A3991)*INDEX(Assump!$C$56:$FN$56,($B3991-1)*Hrs_in_dy+$C3991)","v":0.50122258231192796},{"$f":"INDEX(ePrice!$F3992:$K3992,P_Off)*EPrice_Fac","v":181.71684657961669},15.55141824553718,null,15.55141824553718,13.478988304093566,1.7448509999999999,199.26087356076147,73.074428659649115,"G","G","G","|",".",".","."]
[3,2,18,{"$f":"INDEX(Assump!$C$30:$N$30,$A4006)*INDEX(Assump!$C$56:$FN$56,($B4006-1)*Hrs_in_dy+$C4006)","v":0.50122258231192796},{"$f":"INDEX(ePrice!$F4007:$K4007,P_Off)*EPrice_Fac","v":223.78214532709205},15.55141824553718,null,15.55141824553718,13.478988304093566,1.7448509999999999,241.75107431578709,73.074428659649115,"G","G","G","|",".",".","."]
[3,2,23,{"$f":"INDEX(Assump!$C$30:$N$30,$A4011)*INDEX(Assump!$C$56:$FN$56,($B4011-1)*Hrs_in_dy+$C4011)","v":0.50122258231192796},{"$f":"INDEX(ePrice!$F4012:$K4012,P_Off)*EPrice_Fac","v":167.86193517745201},15.55141824553718,null,15.55141824553718,13.478988304093566,1.7448509999999999,185.26601355857494,73.074428659649115,"G","G","G","|",".",".","."]
[3,3,10,{"$f":"INDEX(Assump!$C$30:$N$30,$A4022)*INDEX(Assump!$C$56:$FN$56,($B4022-1)*Hrs_in_dy+$C4022)","v":0.50122258231192796},{"$f":"INDEX(ePrice!$F4023:$K4023,P_Off)*EPrice_Fac","v":197.59189345074213},15.55141824553718,null,15.55141824553718,13.478988304093566,1.7448509999999999,215.29627444068618,73.074428659649115,"G","G","G","|",".",".","."]
[3,1,1,{"$f":"INDEX(Assump!$C$30:$N$30,$A4037)*INDEX(Assump!$C$56:$FN$56,($B4037-1)*Hrs_in_dy+$C4037)","v":0.50122258231192796},{"$f":"INDEX(ePrice!$F4038:$K4038,P_Off)*EPrice_Fac","v":143.5324720169439},{"$f":"Nwk_Elec_Var","v":15.55141824553718},null,15.55141824553718,{"$f":"IF(Other_fuel=\"Gas\",\nCHOOSE(Gas_price_option,Other_fuel_price_wholesale_flex,Gas_elec_m*$E4037+Gas_elec_c),\nOther_fuel_price_wholesale_flex)","v":13.478988304093566},{"$f":"IF(Other_fuel=\"Gas\",Nwk_Gas_Var,0)","v":1.7448509999999999},160.69079824493039,73.074428659649115,{"$f":"IF(K4037<L4037,ID_E,ID_O)","v":"G"},{"$f":"IF($C4037=1,IF(SUM($D4037:$D4060)=0,\".\",IF(SUMPRODUCT($K4037:$K4060,$D4037:$D4060)<SUMPRODUCT($L4037:$L4060,$D4037:$D4060),ID_E,ID_O)),N4036)","v":"G"},{"$f":"IF(SUM($B4037:$C4037)=2,IF(SUMPRODUCT($K4037:$K4204,$D4037:$D4204)<SUMPRODUCT($L4037:$L4204,$D4037:$D4204),ID_E,ID_O),O4036)","v":"G"},"|",{"$f":"IF($C4037=1,SUMIFS($D4037:$D4060,M4037:M4060,ID_O),\".\")","v":12.029341975486277},{"$f":"IF($C4037=1,SUMIFS($D4037:$D4060,N4037:N4060,ID_O),\".\")","v":12.029341975486277},{"$f":"IF($C4037=1,SUMIFS($D4037:$D4060,O4037:O4060,ID_O),\".\")","v":12.029341975486277}]
[3,1,2,{"$f":"INDEX(Assump!$C$30:$N$30,$A4038)*INDEX(Assump!$C$56:$FN$56,($B4038-1)*Hrs_in_dy+$C4038)","v":0.50122258231192796},{"$f":"INDEX(ePrice!$F4039:$K4039,P_Off)*EPrice_Fac","v":141.22142920309952},15.55141824553718,null,{"$f":"SUM($F4038:$G4038)","v":15.55141824553718},13.478988304093566,1.7448509999999999,{"$f":"SUM(E4038,H4038)/COP_Elec","v":158.35641156427948},{"$f":"SUM(I4038:J4038)*GJ_MWh/COP_Other","v":73.074428659649115},"G","G","G","|",".",".","."]
[3,1,17,{"$f":"INDEX(Assump!$C$30:$N$30,$A4053)*INDEX(Assump!$C$56:$FN$56,($B4053-1)*Hrs_in_dy+$C4053)","v":0.50122258231192796},{"$f":"INDEX(ePrice!$F4054:$K4054,P_Off)*EPrice_Fac","v":165.22515319228123},15.55141824553718,null,15.55141824553718,13.478988304093566,1.7448509999999999,182.60259741193778,73.074428659649115,"G","G","G","|",".",".","."]
[3,1,21,{"$f":"INDEX(Assump!$C$30:$N$30,$A4057)*INDEX(Assump!$C$56:$FN$56,($B4057-1)*Hrs_in_dy+$C4057)","v":0.50122258231192796},{"$f":"INDEX(ePrice!$F4058:$K4058,P_Off)*EPrice_Fac","v":241.02274692714755},15.55141824553718,null,15.55141824553718,13.478988304093566,1.7448509999999999,259.16582340675228,73.074428659649115,"G","G","G","|",".",".","."]
[3,2,8,{"$f":"INDEX(Assump!$C$30:$N$30,$A4068)*INDEX(Assump!$C$56:$FN$56,($B4068-1)*Hrs_in_dy+$C4068)","v":0.50122258231192796},{"$f":"INDEX(ePrice!$F4069:$K4069,P_Off)*EPrice_Fac","v":302.20486790413514},15.55141824553718,null,15.55141824553718,13.478988304093566,1.7448509999999999,320.96594560572964,73.074428659649115,"G","G","G","|",".",".","."]
[3,2,23,{"$f":"INDEX(Assump!$C$30:$N$30,$A4083)*INDEX(Assump!$C$56:$FN$56,($B4083-1)*Hrs_in_dy+$C4083)","v":0.50122258231192796},{"$f":"INDEX(ePrice!$F4084:$K4084,P_Off)*EPrice_Fac","v":189.49398433716584},15.55141824553718,null,15.55141824553718,13.478988304093566,1.7448509999999999,207.11656826535659,73.074428659649115,"G","G","G","|",".",".","."]
[3,3,4,{"$f":"INDEX(Assump!$C$30:$N$30,$A4088)*INDEX(Assump!$C$56:$FN$56,($B4088-1)*Hrs_in_dy+$C4088)","v":0.50122258231192796},{"$f":"INDEX(ePrice!$F4089:$K4089,P_Off)*EPrice_Fac","v":136.9047931243727},15.55141824553718,null,15.55141824553718,13.478988304093566,1.7448509999999999,153.99617310091907,73.074428659649115,"G","G","G","|",".",".","."]
[3,3,15,{"$f":"INDEX(Assump!$C$30:$N$30,$A4099)*INDEX(Assump!$C$56:$FN$56,($B4099-1)*Hrs_in_dy+$C4099)","v":0.50122258231192796},{"$f":"INDEX(ePrice!$F4100:$K4100,P_Off)*EPrice_Fac","v":157.04717375875208},15.55141824553718,null,15.55141824553718,13.478988304093566,1.7448509999999999,174.3420121255447,73.074428659649115,"G","G","G","|",".",".","."]
[3,4,3,{"$f":"INDEX(Assump!$C$30:$N$30,$A4111)*INDEX(Assump!$C$56:$FN$56,($B4111-1)*Hrs_in_dy+$C4111)","v":0.50122258231192796},{"$f":"INDEX(ePrice!$F4112:$K4112,P_Off)*EPrice_Fac","v":185.73061536599278},15.55141824553718,null,15.55141824553718,13.478988304093566,1.7448509999999999,203.31518546619188,73.074428659649115,"G","G","G","|",".",".","."]
[3,4,16,{"$f":"INDEX(Assump!$C$30:$N$30,$A4124)*INDEX(Assump!$C$56:$FN$56,($B4124-1)*Hrs_in_dy+$C4124)","v":0.50122258231192796},{"$f":"INDEX(ePrice!$F4125:$K4125,P_Off)*EPrice_Fac","v":168.49865024530772},15.55141824553718,null,15.55141824553718,13.478988304093566,1.7448509999999999,185.90916009176252,73.074428659649115,"G","G","G","|",".",".","."]
[3,4,21,{"$f":"INDEX(Assump!$C$30:$N$30,$A4129)*INDEX(Assump!$C$56:$FN$56,($B4129-1)*Hrs_in_dy+$C4129)","v":0.50122258231192796},{"$f":"INDEX(ePrice!$F4130:$K4130,P_Off)*EPrice_Fac","v":163.72095824361941},15.55141824553718,null,15.55141824553718,13.478988304093566,1.7448509999999999,181.08320857490565,73.074428659649115,"G","G","G","|",".",".","."]
[3,5,12,{"$f":"INDEX(Assump!$C$30:$N$30,$A4144)*INDEX(Assump!$C$56:$FN$56,($B4144-1)*Hrs_in_dy+$C4144)","v":0.50122258231192796},{"$f":"INDEX(ePrice!$F4145:$K4145,P_Off)*EPrice_Fac","v":147.44568416307936},15.55141824553718,null,15.55141824553718,13.478988304093566,1.7448509999999999,164.64353778648135,73.074428659649115,"G","G","G","|",".",".","."]
[3,5,23,{"$f":"INDEX(Assump!$C$30:$N$30,$A4155)*INDEX(Assump!$C$56:$FN$56,($B4155-1)*Hrs_in_dy+$C4155)","v":0.50122258231192796},{"$f":"INDEX(ePrice!$F4156:$K4156,P_Off)*EPrice_Fac","v":146.85207466226649},15.55141824553718,null,15.55141824553718,13.478988304093566,1.7448509999999999,164.0439322301047,73.074428659649115,"G","G","G","|",".",".","."]
[3,6,4,{"$f":"INDEX(Assump!$C$30:$N$30,$A4160)*INDEX(Assump!$C$56:$FN$56,($B4160-1)*Hrs_in_dy+$C4160)","v":0.50122258231192796},{"$f":"INDEX(ePrice!$F4161:$K4161,P_Off)*EPrice_Fac","v":155.07039648905476},15.55141824553718,null,15.55141824553718,13.478988304093566,1.7448509999999999,172.34526740867872,73.074428659649115,"G","G","G","|",".",".","."]
[3,6,17,{"$f":"INDEX(Assump!$C$30:$N$30,$A4173)*INDEX(Assump!$C$56:$FN$56,($B4173-1)*Hrs_in_dy+$C4173)","v":0.50122258231192796},{"$f":"INDEX(ePrice!$F4174:$K4174,P_Off)*EPrice_Fac","v":169.13260213937971},15.55141824553718,null,15.55141824553718,13.478988304093566,1.7448509999999999,186.5495155403201,73.074428659649115,"G","G","G","|",".",".","."]
[3,6,19,{"$f":"INDEX(Assump!$C$30:$N$30,$A4175)*INDEX(Assump!$C$56:$FN$56,($B4175-1)*Hrs_in_dy+$C4175)","v":0.50122258231192796},{"$f":"INDEX(ePrice!$F4176:$K4176,P_Off)*EPrice_Fac","v":206.79510784629511},15.55141824553718,null,15.55141824553718,13.478988304093566,1.7448509999999999,224.5924505978104,73.074428659649115,"G","G","G","|",".",".","."]
[3,7,10,{"$f":"INDEX(Assump!$C$30:$N$30,$A4190)*INDEX(Assump!$C$56:$FN$56,($B4190-1)*Hrs_in_dy+$C4190)","v":0.50122258231192796},{"$f":"INDEX(ePrice!$F4191:$K4191,P_Off)*EPrice_Fac","v":284.30437169515596},15.55141824553718,null,15.55141824553718,13.478988304093566,1.7448509999999999,302.88463630373047,73.074428659649115,"G","G","G","|",".",".","."]
[3,7,21,{"$f":"INDEX(Assump!$C$30:$N$30,$A4201)*INDEX(Assump!$C$56:$FN$56,($B4201-1)*Hrs_in_dy+$C4201)","v":0.50122258231192796},{"$f":"INDEX(ePrice!$F4202:$K4202,P_Off)*EPrice_Fac","v":307.39174703745175},15.55141824553718,null,15.55141824553718,13.478988304093566,1.7448509999999999,326.20521745756463,73.074428659649115,"G","G","G","|",".",".","."]
[3,3,2,{"$f":"INDEX(Assump!$C$30:$N$30,$A4206)*INDEX(Assump!$C$56:$FN$56,($B4206-1)*Hrs_in_dy+$C4206)","v":0.50122258231192796},{"$f":"INDEX(ePrice!$F4207:$K4207,P_Off)*EPrice_Fac","v":65.39244905107023},15.55141824553718,null,15.55141824553718,13.478988304093566,1.7448509999999999,81.761482117785263,73.074428659649115,"G","G","G","|",".",".","."]
[3,3,17,{"$f":"INDEX(Assump!$C$30:$N$30,$A4221)*INDEX(Assump!$C$56:$FN$56,($B4221-1)*Hrs_in_dy+$C4221)","v":0.50122258231192796},{"$f":"INDEX(ePrice!$F4222:$K4222,P_Off)*EPrice_Fac","v":118.16264933570567},15.55141824553718,null,15.55141824553718,13.478988304093566,1.7448509999999999,135.06471472852814,73.074428659649115,"G","G","G","|",".",".","."]
[3,4,4,{"$f":"INDEX(Assump!$C$30:$N$30,$A4232)*INDEX(Assump!$C$56:$FN$56,($B4232-1)*Hrs_in_dy+$C4232)","v":0.50122258231192796},{"$f":"INDEX(ePrice!$F4233:$K4233,P_Off)*EPrice_Fac","v":107.52542721002324},15.55141824553718,null,15.55141824553718,13.478988304093566,1.7448509999999999,124.32004591470749,73.074428659649115,"G","G","G","|",".",".","."]
[3,4,7,{"$f":"INDEX(Assump!$C$30:$N$30,$A4235)*INDEX(Assump!$C$56:$FN$56,($B4235-1)*Hrs_in_dy+$C4235)","v":0.50122258231192796},{"$f":"INDEX(ePrice!$F4236:$K4236,P_Off)*EPrice_Fac","v":162.26805079166022},15.55141824553718,null,15.55141824553718,13.478988304093566,1.7448509999999999,179.61562529009839,73.074428659649115,"G","G","G","|",".",".","."]
[3,4,19,{"$f":"INDEX(Assump!$C$30:$N$30,$A4247)*INDEX(Assump!$C$56:$FN$56,($B4247-1)*Hrs_in_dy+$C4247)","v":0.50122258231192796},{"$f":"INDEX(ePrice!$F4248:$K4248,P_Off)*EPrice_Fac","v":242.6458755624418},15.55141824553718,null,15.55141824553718,13.478988304093566,1.7448509999999999,260.80534728078686,73.074428659649115,"G","G","G","|",".",".","."]
[3,5,10,{"$f":"INDEX(Assump!$C$30:$N$30,$A4262)*INDEX(Assump!$C$56:$FN$56,($B4262-1)*Hrs_in_dy+$C4262)","v":0.50122258231192796},{"$f":"INDEX(ePrice!$F4263:$K4263,P_Off)*EPrice_Fac","v":234.71837234318323},15.55141824553718,null,15.55141824553718,13.478988304093566,1.7448509999999999,252.79776827143476,73.074428659649115,"G","G","G","|",".",".","."]
[3,5,15,{"$f":"INDEX(Assump!$C$30:$N$30,$A4267)*INDEX(Assump!$C$56:$FN$56,($B4267-1)*Hrs_in_dy+$C4267)","v":0.50122258231192796},{"$f":"INDEX(ePrice!$F4268:$K4268,P_Off)*EPrice_Fac","v":178.04743716767254},15.55141824553718,null,15.55141824553718,13.478988304093566,1.7448509999999999,195.55439940728255,73.074428659649115,"G","G","G","|",".",".","."]
[3,6,2,{"$f":"INDEX(Assump!$C$30:$N$30,$A4278)*INDEX(Assump!$C$56:$FN$56,($B4278-1)*Hrs_in_dy+$C4278)","v":0.50122258231192796},{"$f":"INDEX(ePrice!$F4279:$K4279,P_Off)*EPrice_Fac","v":141.10703663405266},15.55141824553718,null,15.55141824553718,13.478988304093566,1.7448509999999999,158.24086351473721,73.074428659649115,"G","G","G","|",".",".","."]
[3,6,17,{"$f":"INDEX(Assump!$C$30:$N$30,$A4293)*INDEX(Assump!$C$56:$FN$56,($B4293-1)*Hrs_in_dy+$C4293)","v":0.50122258231192796},{"$f":"INDEX(ePrice!$F4294:$K4294,P_Off)*EPrice_Fac","v":137.42686025881656},{"$f":"Nwk_Elec_Var","v":15.55141824553718},null,15.55141824553718,{"$f":"IF(Other_fuel=\"Gas\",\nCHOOSE(Gas_price_option,Other_fuel_price_wholesale_flex,Gas_elec_m*$E4293+Gas_elec_c),\nOther_fuel_price_wholesale_flex)","v":13.478988304093566},{"$f":"IF(Other_fuel=\"Gas\",Nwk_Gas_Var,0)","v":1.7448509999999999},154.52351364076137,73.074428659649115,{"$f":"IF(K4293<L4293,ID_E,ID_O)","v":"G"},{"$f":"IF($C4293=1,IF(SUM($D4293:$D4316)=0,\".\",IF(SUMPRODUCT($K4293:$K4316,$D4293:$D4316)<SUMPRODUCT($L4293:$L4316,$D4293:$D4316),ID_E,ID_O)),N4292)","v":"G"},{"$f":"IF(SUM($B4293:$C4293)=2,IF(SUMPRODUCT($K4293:$K4460,$D4293:$D4460)<SUMPRODUCT($L4293:$L4460,$D4293:$D4460),ID_E,ID_O),O4292)","v":"G"},"|",{"$f":"IF($C4293=1,SUMIFS($D4293:$D4316,M4293:M4316,ID_O),\".\")","v":"."},{"$f":"IF($C4293=1,SUMIFS($D4293:$D4316,N4293:N4316,ID_O),\".\")","v":"."},{"$f":"IF($C4293=1,SUMIFS($D4293:$D4316,O4293:O4316,ID_O),\".\")","v":"."}]
[3,7,2,{"$f":"INDEX(Assump!$C$30:$N$30,$A4302)*INDEX(Assump!$C$56:$FN$56,($B4302-1)*Hrs_in_dy+$C4302)","v":0.50122258231192796},{"$f":"INDEX(ePrice!$F4303:$K4303,P_Off)*EPrice_Fac","v":139.11570832142488},15.55141824553718,null,15.55141824553718,13.478988304093566,1.7448509999999999,156.22942077470915,73.074428659649115,"G","G","G","|",".",".","."]
[3,7,8,{"$f":"INDEX(Assump!$C$30:$N$30,$A4308)*INDEX(Assump!$C$56:$FN$56,($B4308-1)*Hrs_in_dy+$C4308)","v":0.50122258231192796},{"$f":"INDEX(ePrice!$F4309:$K4309,P_Off)*EPrice_Fac","v":171.51260343287831},15.55141824553718,null,15.55141824553718,13.478988304093566,1.7448509999999999,188.95355725092475,73.074428659649115,"G","G","G","|",".",".","."]
[3,7,13,{"$f":"INDEX(Assump!$C$30:$N$30,$A4313)*INDEX(Assump!$C$56:$FN$56,($B4313-1)*Hrs_in_dy+$C4313)","v":0.50122258231192796},{"$f":"INDEX(ePrice!$F4314:$K4314,P_Off)*EPrice_Fac","v":130.77859643026503},15.55141824553718,null,15.55141824553718,13.478988304093566,1.7448509999999999,147.80809563212344,73.074428659649115,"G","G","G","|",".",".","."]
[3,7,24,{"$f":"INDEX(Assump!$C$30:$N$30,$A4324)*INDEX(Assump!$C$56:$FN$56,($B4324-1)*Hrs_in_dy+$C4324)","v":0.50122258231192796},{"$f":"INDEX(ePrice!$F4325:$K4325,P_Off)*EPrice_Fac","v":134.09327583672771},15.55141824553718,null,15.55141824553718,13.478988304093566,1.7448509999999999,151.15625664875242,73.074428659649115,"G","G","G","|",".",".","."]
[3,1,15,{"$f":"INDEX(Assump!$C$30:$N$30,$A4339)*INDEX(Assump!$C$56:$FN$56,($B4339-1)*Hrs_in_dy+$C4339)","v":0.50122258231192796},{"$f":"INDEX(ePrice!$F4340:$K4340,P_Off)*EPrice_Fac","v":161.17786155721529},15.55141824553718,null,15.55141824553718,13.478988304093566,1.7448509999999999,178.51442404318431,73.074428659649115,"G","G","G","|",".",".","."]
[3,1,20,{"$f":"INDEX(Assump!$C$30:$N$30,$A4344)*INDEX(Assump!$C$56:$FN$56,($B4344-1)*Hrs_in_dy+$C4344)","v":0.50122258231192796},{"$f":"INDEX(ePrice!$F4345:$K4345,P_Off)*EPrice_Fac","v":151.59301863472538},15.55141824553718,null,15.55141824553718,13.478988304093566,1.7448509999999999,168.83276452551775,73.074428659649115,"G","G","G","|",".",".","."]
[3,2,7,{"$f":"INDEX(Assump!$C$30:$N$30,$A4355)*INDEX(Assump!$C$56:$FN$56,($B4355-1)*Hrs_in_dy+$C4355)","v":0.50122258231192796},{"$f":"INDEX(ePrice!$F4356:$K4356,P_Off)*EPrice_Fac","v":138.59897122764175},15.55141824553718,null,15.55141824553718,13.478988304093566,1.7448509999999999,155.70746411432216,73.074428659649115,"G","G","G","|",".",".","."]
[3,2,21,{"$f":"INDEX(Assump!$C$30:$N$30,$A4369)*INDEX(Assump!$C$56:$FN$56,($B4369-1)*Hrs_in_dy+$C4369)","v":0.50122258231192796},{"$f":"INDEX(ePrice!$F4370:$K4370,P_Off)*EPrice_Fac","v":195.29511309065404},15.55141824553718,null,15.55141824553718,13.478988304093566,1.7448509999999999,212.97629427898104,73.074428659649115,"G","G","G","|",".",".","."]
[3,1,8,{"$f":"INDEX(Assump!$C$30:$N$30,$A4380)*INDEX(Assump!$C$56:$FN$56,($B4380-1)*Hrs_in_dy+$C4380)","v":0.50122258231192796},{"$f":"INDEX(ePrice!$F4381:$K4381,P_Off)*EPrice_Fac","v":102.87581341496431},15.55141824553718,null,15.55141824553718,13.478988304093566,1.7448509999999999,119.62346632373888,73.074428659649115,"G","G","G","|",".",".","."]
[3,1,13,{"$f":"INDEX(Assump!$C$30:$N$30,$A4385)*INDEX(Assump!$C$56:$FN$56,($B4385-1)*Hrs_in_dy+$C4385)","v":0.50122258231192796},{"$f":"INDEX(ePrice!$F4386:$K4386,P_Off)*EPrice_Fac","v":121.81226437512576},15.55141824553718,null,15.55141824553718,13.478988304093566,1.7448509999999999,138.75119456632623,73.074428659649115,"G","G","G","|",".",".","."]
[3,2,4,{"$f":"INDEX(Assump!$C$30:$N$30,$A4400)*INDEX(Assump!$C$56:$FN$56,($B4400-1)*Hrs_in_dy+$C4400)","v":0.50122258231192796},{"$f":"INDEX(ePrice!$F4401:$K4401,P_Off)*EPrice_Fac","v":48.631090268718324},15.55141824553718,null,15.55141824553718,13.478988304093566,1.7448509999999999,64.830816681066167,73.074428659649115,"E","G","G","|",".",".","."]
[3,2,15,{"$f":"INDEX(Assump!$C$30:$N$30,$A4411)*INDEX(Assump!$C$56:$FN$56,($B4411-1)*Hrs_in_dy+$C4411)","v":0.50122258231192796},{"$f":"INDEX(ePrice!$F4412:$K4412,P_Off)*EPrice_Fac","v":72.049269929467258},15.55141824553718,null,15.55141824553718,13.478988304093566,1.7448509999999999,88.485543611115588,73.074428659649115,"G","G","G","|",".",".","."]
[3,2,20,{"$f":"INDEX(Assump!$C$30:$N$30,$A4416)*INDEX(Assump!$C$56:$FN$56,($B4416-1)*Hrs_in_dy+$C4416)","v":0.50122258231192796},{"$f":"INDEX(ePrice!$F4417:$K4417,P_Off)*EPrice_Fac","v":159.39964091748175},15.55141824553718,null,15.55141824553718,13.478988304093566,1.7448509999999999,176.71824157880701,73.074428659649115,"G","G","G","|",".",".","."]
[3,3,6,{"$f":"INDEX(Assump!$C$30:$N$30,$A4426)*INDEX(Assump!$C$56:$FN$56,($B4426-1)*Hrs_in_dy+$C4426)","v":0.50122258231192796},{"$f":"INDEX(ePrice!$F4427:$K4427,P_Off)*EPrice_Fac","v":9.4121401379800833},15.55141824553718,null,15.55141824553718,13.478988304093566,1.7448509999999999,25.215715538906327,73.074428659649115,"E","G","G","|",".",".","."]
[3,3,11,{"$f":"INDEX(Assump!$C$30:$N$30,$A4431)*INDEX(Assump!$C$56:$FN$56,($B4431-1)*Hrs_in_dy+$C4431)","v":0.50122258231192796},{"$f":"INDEX(ePrice!$F4432:$K4432,P_Off)*EPrice_Fac","v":76.454518618099314},15.55141824553718,null,15.55141824553718,13.478988304093566,1.7448509999999999,92.935289761248981,73.074428659649115,"G","G","G","|",".",".","."]
[3,4,2,{"$f":"INDEX(Assump!$C$30:$N$30,$A4446)*INDEX(Assump!$C$56:$FN$56,($B4446-1)*Hrs_in_dy+$C4446)","v":0.50122258231192796},{"$f":"INDEX(ePrice!$F4447:$K4447,P_Off)*EPrice_Fac","v":91.036707564265654},15.55141824553718,null,15.55141824553718,13.478988304093566,1.7448509999999999,107.66477354525539,73.074428659649115,"G","G","G","|",".",".","."]
[3,4,13,{"$f":"INDEX(Assump!$C$30:$N$30,$A4457)*INDEX(Assump!$C$56:$FN$56,($B4457-1)*Hrs_in_dy+$C4457)","v":0.50122258231192796},{"$f":"INDEX(ePrice!$F4458:$K4458,P_Off)*EPrice_Fac","v":134.07455962531105},15.55141824553718,null,15.55141824553718,13.478988304093566,1.7448509999999999,151.13735138469519,73.074428659649115,"G","G","G","|",".",".","."]
[3,4,18,{"$f":"INDEX(Assump!$C$30:$N$30,$A4462)*INDEX(Assump!$C$56:$FN$56,($B4462-1)*Hrs_in_dy+$C4462)","v":0.50122258231192796},{"$f":"INDEX(ePrice!$F4463:$K4463,P_Off)*EPrice_Fac","v":280.35023049124311},15.55141824553718,null,15.55141824553718,13.478988304093566,1.7448509999999999,298.89055427957607,73.074428659649115,"G","G","G","|",".",".","."]
[3,5,9,{"$f":"INDEX(Assump!$C$30:$N$30,$A4477)*INDEX(Assump!$C$56:$FN$56,($B4477-1)*Hrs_in_dy+$C4477)","v":0.50122258231192796},{"$f":"INDEX(ePrice!$F4478:$K4478,P_Off)*EPrice_Fac","v":468.48596123410726},15.55141824553718,null,15.55141824553718,13.478988304093566,1.7448509999999999,488.92664593903481,73.074428659649115,"G","G","G","|",".",".","."]
[3,5,20,{"$f":"INDEX(Assump!$C$30:$N$30,$A4488)*INDEX(Assump!$C$56:$FN$56,($B4488-1)*Hrs_in_dy+$C4488)","v":0.50122258231192796},{"$f":"INDEX(ePrice!$F4489:$K4489,P_Off)*EPrice_Fac","v":148.59556456191305},15.55141824553718,null,15.55141824553718,13.478988304093566,1.7448509999999999,165.80503313883861,73.074428659649115,"G","G","G","|",".",".","."]
[3,5,24,{"$f":"INDEX(Assump!$C$30:$N$30,$A4492)*INDEX(Assump!$C$56:$FN$56,($B4492-1)*Hrs_in_dy+$C4492)","v":0.50122258231192796},{"$f":"INDEX(ePrice!$F4493:$K4493,P_Off)*EPrice_Fac","v":102.17729597243817},15.55141824553718,null,15.55141824553718,13.478988304093566,1.7448509999999999,118.91789314947005,73.074428659649115,"G","G","G","|",".",".","."]
[3,6,11,{"$f":"INDEX(Assump!$C$30:$N$30,$A4503)*INDEX(Assump!$C$56:$FN$56,($B4503-1)*Hrs_in_dy+$C4503)","v":0.50122258231192796},{"$f":"INDEX(ePrice!$F4504:$K4504,P_Off)*EPrice_Fac","v":155.85606703021406},15.55141824553718,null,15.55141824553718,13.478988304093566,1.7448509999999999,173.13887401591035,73.074428659649115,"G","G","G","|",".",".","."]
[3,7,2,{"$f":"INDEX(Assump!$C$30:$N$30,$A4518)*INDEX(Assump!$C$56:$FN$56,($B4518-1)*Hrs_in_dy+$C4518)","v":0.50122258231192796},{"$f":"INDEX(ePrice!$F4519:$K4519,P_Off)*EPrice_Fac","v":87.584909691344464},15.55141824553718,null,15.55141824553718,13.478988304093566,1.7448509999999999,104.17810902715317,73.074428659649115,"G","G","G","|",".",".","."]
[3,7,7,{"$f":"INDEX(Assump!$C$30:$N$30,$A4523)*INDEX(Assump!$C$56:$FN$56,($B4523-1)*Hrs_in_dy+$C4523)","v":0.50122258231192796},{"$f":"INDEX(ePrice!$F4524:$K4524,P_Off)*EPrice_Fac","v":164.15159899364508},15.55141824553718,null,15.55141824553718,13.478988304093566,1.7448509999999999,181.51819923149722,73.074428659649115,"G","G","G","|",".",".","."]
[3,7,18,{"$f":"INDEX(Assump!$C$30:$N$30,$A4534)*INDEX(Assump!$C$56:$FN$56,($B4534-1)*Hrs_in_dy+$C4534)","v":0.50122258231192796},{"$f":"INDEX(ePrice!$F4535:$K4535,P_Off)*EPrice_Fac","v":100.10723698217818},15.55141824553718,null,15.55141824553718,13.478988304093566,1.7448509999999999,116.82692447243976,73.074428659649115,"G","G","G","|",".",".","."]
[3,6,6,{"$f":"INDEX(Assump!$C$30:$N$30,$A4546)*INDEX(Assump!$C$56:$FN$56,($B4546-1)*Hrs_in_dy+$C4546)","v":0.50122258231192796},{"$f":"INDEX(ePrice!$F4547:$K4547,P_Off)*EPrice_Fac","v":91.071099695148661},15.55141824553718,null,15.55141824553718,13.478988304093566,1.7448509999999999,107.69951307139983,73.074428659649115,"G","G","G","|",".",".","."]
[3,6,13,{"$f":"INDEX(Assump!$C$30:$N$30,$A4553)*INDEX(Assump!$C$56:$FN$56,($B4553-1)*Hrs_in_dy+$C4553)","v":0.50122258231192796},{"$f":"INDEX(ePrice!$F4554:$K4554,P_Off)*EPrice_Fac","v":111.08226619199161},15.55141824553718,null,15.55141824553718,13.478988304093566,1.7448509999999999,127.91281256316039,73.074428659649115,"G","G","G","|",".",".","."]
[3,6,24,{"$f":"INDEX(Assump!$C$30:$N$30,$A4564)*INDEX(Assump!$C$56:$FN$56,($B4564-1)*Hrs_in_dy+$C4564)","v":0.50122258231192796},{"$f":"INDEX(ePrice!$F4565:$K4565,P_Off)*EPrice_Fac","v":79.120593400310128},15.55141824553718,null,15.55141824553718,13.478988304093566,1.7448509999999999,95.628294591764956,73.074428659649115,"G","G","G","|",".",".","."]
[3,7,5,{"$f":"INDEX(Assump!$C$30:$N$30,$A4569)*INDEX(Assump!$C$56:$FN$56,($B4569-1)*Hrs_in_dy+$C4569)","v":0.50122258231192796},{"$f":"INDEX(ePrice!$F4570:$K4570,P_Off)*EPrice_Fac","v":89.578847341717918},15.55141824553718,null,15.55141824553718,13.478988304093566,1.7448509999999999,106.19218746187383,73.074428659649115,"G","G","G","|",".",".","."]
[3,7,16,{"$f":"INDEX(Assump!$C$30:$N$30,$A4580)*INDEX(Assump!$C$56:$FN$56,($B4580-1)*Hrs_in_dy+$C4580)","v":0.50122258231192796},{"$f":"INDEX(ePrice!$F4581:$K4581,P_Off)*EPrice_Fac","v":102.8967313160599},15.55141824553718,null,15.55141824553718,13.478988304093566,1.7448509999999999,119.64459551676472,73.074428659649115,"G","G","G","|",".",".","."]
[3,1,7,{"$f":"INDEX(Assump!$C$30:$N$30,$A4595)*INDEX(Assump!$C$56:$FN$56,($B4595-1)*Hrs_in_dy+$C4595)","v":0.50122258231192796},{"$f":"INDEX(ePrice!$F4596:$K4596,P_Off)*EPrice_Fac","v":100.7613743919038},15.55141824553718,null,15.55141824553718,13.478988304093566,1.7448509999999999,117.48766933074846,73.074428659649115,"G","G","G","|",".",".","."]
[3,1,16,{"$f":"INDEX(Assump!$C$30:$N$30,$A4604)*INDEX(Assump!$C$56:$FN$56,($B4604-1)*Hrs_in_dy+$C4604)","v":0.50122258231192796},{"$f":"INDEX(ePrice!$F4605:$K4605,P_Off)*EPrice_Fac","v":105.80631121856499},15.55141824553718,null,15.55141824553718,13.478988304093566,1.7448509999999999,122.58356511525471,73.074428659649115,"G","G","G","|",".",".","."]
[3,1,22,{"$f":"INDEX(Assump!$C$30:$N$30,$A4610)*INDEX(Assump!$C$56:$FN$56,($B4610-1)*Hrs_in_dy+$C4610)","v":0.50122258231192796},{"$f":"INDEX(ePrice!$F4611:$K4611,P_Off)*EPrice_Fac","v":113.5547847357513},15.55141824553718,null,15.55141824553718,13.478988304093566,1.7448509999999999,130.41030604170552,73.074428659649115,"G","G","G","|",".",".","."]
[3,2,13,{"$f":"INDEX(Assump!$C$30:$N$30,$A4625)*INDEX(Assump!$C$56:$FN$56,($B4625-1)*Hrs_in_dy+$C4625)","v":0.50122258231192796},{"$f":"INDEX(ePrice!$F4626:$K4626,P_Off)*EPrice_Fac","v":146.14083089706904},15.55141824553718,null,15.55141824553718,13.478988304093566,1.7448509999999999,163.32550418445072,73.074428659649115,"G","G","G","|",".",".","."]
[3,2,18,{"$f":"INDEX(Assump!$C$30:$N$30,$A4630)*INDEX(Assump!$C$56:$FN$56,($B4630-1)*Hrs_in_dy+$C4630)","v":0.50122258231192796},{"$f":"INDEX(ePrice!$F4631:$K4631,P_Off)*EPrice_Fac","v":116.90766973069815},15.55141824553718,null,15.55141824553718,13.478988304093566,1.7448509999999999,133.79705856185387,73.074428659649115,"G","G","G","|",".",".","."]
[3,3,5,{"$f":"INDEX(Assump!$C$30:$N$30,$A4641)*INDEX(Assump!$C$56:$FN$56,($B4641-1)*Hrs_in_dy+$C4641)","v":0.50122258231192796},{"$f":"INDEX(ePrice!$F4642:$K4642,P_Off)*EPrice_Fac","v":93.718442782406498},15.55141824553718,null,15.55141824553718,13.478988304093566,1.7448509999999999,110.3735969979229,73.074428659649115,"G","G","G","|",".",".","."]
[3,3,20,{"$f":"INDEX(Assump!$C$30:$N$30,$A4656)*INDEX(Assump!$C$56:$FN$56,($B4656-1)*Hrs_in_dy+$C4656)","v":0.50122258231192796},{"$f":"INDEX(ePrice!$F4657:$K4657,P_Off)*EPrice_Fac","v":115.50907338271286},15.55141824553718,null,15.55141824553718,13.478988304093566,1.7448509999999999,132.38433497803035,73.074428659649115,"G","G","G","|",".",".","."]
[3,4,7,{"$f":"INDEX(Assump!$C$30:$N$30,$A4667)*INDEX(Assump!$C$56:$FN$56,($B4667-1)*Hrs_in_dy+$C4667)","v":0.50122258231192796},{"$f":"INDEX(ePrice!$F4668:$K4668,P_Off)*EPrice_Fac","v":125.22432301425347},15.55141824553718,null,15.55141824553718,13.478988304093566,1.7448509999999999,142.197718444233,73.074428659649115,"G","G","G","|",".",".","."]
[3,4,10,{"$f":"INDEX(Assump!$C$30:$N$30,$A4670)*INDEX(Assump!$C$56:$FN$56,($B4670-1)*Hrs_in_dy+$C4670)","v":0.50122258231192796},{"$f":"INDEX(ePrice!$F4671:$K4671,P_Off)*EPrice_Fac","v":139.22277396149903},15.55141824553718,null,15.55141824553718,13.478988304093566,1.7448509999999999,156.33756788589517,73.074428659649115,"G","G","G","|",".",".","."]
[3,5,2,{"$f":"INDEX(Assump!$C$30:$N$30,$A4686)*INDEX(Assump!$C$56:$FN$56,($B4686-1)*Hrs_in_dy+$C4686)","v":0.50122258231192796},{"$f":"INDEX(ePrice!$F4687:$K4687,P_Off)*EPrice_Fac","v":80.631576954829939},15.55141824553718,null,15.55141824553718,13.478988304093566,1.7448509999999999,97.154540606431425,73.074428659649115,"G","G","G","|",".",".","."]
[3,5,3,{"$f":"INDEX(Assump!$C$30:$N$30,$A4687)*INDEX(Assump!$C$56:$FN$56,($B4687-1)*Hrs_in_dy+$C4687)","v":0.50122258231192796},{"$f":"INDEX(ePrice!$F4688:$K4688,P_Off)*EPrice_Fac","v":82.648302938755151},15.55141824553718,null,15.55141824553718,13.478988304093566,1.7448509999999999,99.191637559891248,73.074428659649115,"G","G","G","|",".",".","."]
[3,5,18,{"$f":"INDEX(Assump!$C$30:$N$30,$A4702)*INDEX(Assump!$C$56:$FN$56,($B4702-1)*Hrs_in_dy+$C4702)","v":0.50122258231192796},{"$f":"INDEX(ePrice!$F4703:$K4703,P_Off)*EPrice_Fac","v":79.732479302553685},15.55141824553718,null,15.55141824553718,13.478988304093566,1.7448509999999999,96.246361159687737,73.074428659649115,"G","G","G","|",".",".","."]
[3,1,5,{"$f":"INDEX(Assump!$C$30:$N$30,$A4713)*INDEX(Assump!$C$56:$FN$56,($B4713-1)*Hrs_in_dy+$C4713)","v":0.50122258231192796},{"$f":"INDEX(ePrice!$F4714:$K4714,P_Off)*EPrice_Fac","v":81.755449020175263},15.55141824553718,null,15.55141824553718,13.478988304093566,1.7448509999999999,98.289764914861053,73.074428659649115,"G","G","G","|",".",".","."]
[3,1,10,{"$f":"INDEX(Assump!$C$30:$N$30,$A4718)*INDEX(Assump!$C$56:$FN$56,($B4718-1)*Hrs_in_dy+$C4718)","v":0.50122258231192796},{"$f":"INDEX(ePrice!$F4719:$K4719,P_Off)*EPrice_Fac","v":87.562121357792719},15.55141824553718,null,15.55141824553718,13.478988304093566,1.7448509999999999,104.15509050841403,73.074428659649115,"G","G","G","|",".",".","."]
[3,1,20,{"$f":"INDEX(Assump!$C$30:$N$30,$A4728)*INDEX(Assump!$C$56:$FN$56,($B4728-1)*Hrs_in_dy+$C4728)","v":0.50122258231192796},{"$f":"INDEX(ePrice!$F4729:$K4729,P_Off)*EPrice_Fac","v":84.789903596607616},15.55141824553718,null,15.55141824553718,13.478988304093566,1.7448509999999999,101.354870547621,73.074428659649115,"G","G","G","|",".",".","."]
[3,2,11,{"$f":"INDEX(Assump!$C$30:$N$30,$A4743)*INDEX(Assump!$C$56:$FN$56,($B4743-1)*Hrs_in_dy+$C4743)","v":0.50122258231192796},{"$f":"INDEX(ePrice!$F4744:$K4744,P_Off)*EPrice_Fac","v":95.703950097849884},15.55141824553718,null,15.55141824553718,13.478988304093566,1.7448509999999999,112.37915994281522,73.074428659649115,"G","G","G","|",".",".","."]
[3,2,16,{"$f":"INDEX(Assump!$C$30:$N$30,$A4748)*INDEX(Assump!$C$56:$FN$56,($B4748-1)*Hrs_in_dy+$C4748)","v":0.50122258231192796},{"$f":"INDEX(ePrice!$F4749:$K4749,P_Off)*EPrice_Fac","v":102.15997073988909},15.55141824553718,null,15.55141824553718,13.478988304093566,1.7448509999999999,118.900392914572,73.074428659649115,"G","G","G","|",".",".","."]
[3,3,7,{"$f":"INDEX(Assump!$C$30:$N$30,$A4763)*INDEX(Assump!$C$56:$FN$56,($B4763-1)*Hrs_in_dy+$C4763)","v":0.50122258231192796},{"$f":"INDEX(ePrice!$F4764:$K4764,P_Off)*EPrice_Fac","v":127.91537223738588},15.55141824553718,null,15.55141824553718,13.478988304093566,1.7448509999999999,144.91594998275059,73.074428659649115,"G","G","G","|",".",".","."]
[3,3,18,{"$f":"INDEX(Assump!$C$30:$N$30,$A4774)*INDEX(Assump!$C$56:$FN$56,($B4774-1)*Hrs_in_dy+$C4774)","v":0.50122258231192796},{"$f":"INDEX(ePrice!$F4775:$K4775,P_Off)*EPrice_Fac","v":120.77878462244311},15.55141824553718,null,15.55141824553718,13.478988304093566,1.7448509999999999,137.70727562422252,73.074428659649115,"G","G","G","|",".",".","."]
[3,3,23,{"$f":"INDEX(Assump!$C$30:$N$30,$A4779)*INDEX(Assump!$C$56:$FN$56,($B4779-1)*Hrs_in_dy+$C4779)","v":0.50122258231192796},{"$f":"INDEX(ePrice!$F4780:$K4780,P_Off)*EPrice_Fac","v":113.93565249122943},15.55141824553718,null,15.55141824553718,13.478988304093566,1.7448509999999999,130.7950209462289,73.074428659649115,"G","G","G","|",".",".","."]
[4,4,10,{"$f":"INDEX(Assump!$C$30:$N$30,$A4790)*INDEX(Assump!$C$56:$FN$56,($B4790-1)*Hrs_in_dy+$C4790)","v":0.5538072646887986},{"$f":"INDEX(ePrice!$F4791:$K4791,P_Off)*EPrice_Fac","v":111.23211580070432},15.55141824553718,null,15.55141824553718,13.478988304093566,1.7448509999999999,128.06417580428433,73.074428659649115,"G","G","G","|",".",".","."]
[4,4,24,{"$f":"INDEX(Assump!$C$30:$N$30,$A4804)*INDEX(Assump!$C$56:$FN$56,($B4804-1)*Hrs_in_dy+$C4804)","v":0.5538072646887986},{"$f":"INDEX(ePrice!$F4805:$K4805,P_Off)*EPrice_Fac","v":86.794142113140069},15.55141824553718,null,15.55141824553718,13.478988304093566,1.7448509999999999,103.37935389765379,73.074428659649115,"G","G","G","|",".",".","."]
[4,5,5,{"$f":"INDEX(Assump!$C$30:$N$30,$A4809)*INDEX(Assump!$C$56:$FN$56,($B4809-1)*Hrs_in_dy+$C4809)","v":0.5538072646887986},{"$f":"INDEX(ePrice!$F4810:$K4810,P_Off)*EPrice_Fac","v":82.20499784631339},15.55141824553718,null,15.55141824553718,13.478988304093566,1.7448509999999999,98.743854638232904,73.074428659649115,"G","G","G","|",".",".","."]
[4,5,16,{"$f":"INDEX(Assump!$C$30:$N$30,$A4820)*INDEX(Assump!$C$56:$FN$56,($B4820-1)*Hrs_in_dy+$C4820)","v":0.5538072646887986},{"$f":"INDEX(ePrice!$F4821:$K4821,P_Off)*EPrice_Fac","v":81.193512987502601},15.55141824553718,null,15.55141824553718,13.478988304093566,1.7448509999999999,97.722152760646239,73.074428659649115,"G","G","G","|",".",".","."]
[4,5,21,{"$f":"INDEX(Assump!$C$30:$N$30,$A4825)*INDEX(Assump!$C$56:$FN$56,($B4825-1)*Hrs_in_dy+$C4825)","v":0.5538072646887986},{"$f":"INDEX(ePrice!$F4826:$K4826,P_Off)*EPrice_Fac","v":114.66616933370388},15.55141824553718,null,15.55141824553718,13.478988304093566,1.7448509999999999,131.53291674670814,73.074428659649115,"G","G","G","|",".",".","."]
[4,6,8,{"$f":"INDEX(Assump!$C$30:$N$30,$A4836)*INDEX(Assump!$C$56:$FN$56,($B4836-1)*Hrs_in_dy+$C4836)","v":0.5538072646887986},{"$f":"INDEX(ePrice!$F4837:$K4837,P_Off)*EPrice_Fac","v":86.619317569641936},15.55141824553718,null,15.55141824553718,13.478988304093566,1.7448509999999999,103.20276344967587,73.074428659649115,"G","G","G","|",".",".","."]
[4,6,23,{"$f":"INDEX(Assump!$C$30:$N$30,$A4851)*INDEX(Assump!$C$56:$FN$56,($B4851-1)*Hrs_in_dy+$C4851)","v":0.5538072646887986},{"$f":"INDEX(ePrice!$F4852:$K4852,P_Off)*EPrice_Fac","v":92.875538733397519},15.55141824553718,null,15.55141824553718,13.478988304093566,1.7448509999999999,109.5221787666007,73.074428659649115,"G","G","G","|",".",".","."]
[4,7,9,{"$f":"INDEX(Assump!$C$30:$N$30,$A4861)*INDEX(Assump!$C$56:$FN$56,($B4861-1)*Hrs_in_dy+$C4861)","v":0.5538072646887986},{"$f":"INDEX(ePrice!$F4862:$K4862,P_Off)*EPrice_Fac","v":111.16967846374068},15.55141824553718,null,15.55141824553718,13.478988304093566,1.7448509999999999,128.00110778714935,73.074428659649115,"G","G","G","|",".",".","."]
[4,7,14,{"$f":"INDEX(Assump!$C$30:$N$30,$A4866)*INDEX(Assump!$C$56:$FN$56,($B4866-1)*Hrs_in_dy+$C4866)","v":0.5538072646887986},{"$f":"INDEX(ePrice!$F4867:$K4867,P_Off)*EPrice_Fac","v":75.611615062954201},15.55141824553718,null,15.55141824553718,13.478988304093566,1.7448509999999999,92.083872028779169,73.074428659649115,"G","G","G","|",".",".","."]
[3,1,5,{"$f":"INDEX(Assump!$C$30:$N$30,$A4881)*INDEX(Assump!$C$56:$FN$56,($B4881-1)*Hrs_in_dy+$C4881)","v":0.50122258231192796},{"$f":"INDEX(ePrice!$F4882:$K4882,P_Off)*EPrice_Fac","v":80.378362840148128},15.55141824553718,null,15.55141824553718,13.478988304093566,1.7448509999999999,96.898768773419505,73.074428659649115,"G","G","G","|",".",".","."]
[3,1,10,{"$f":"INDEX(Assump!$C$30:$N$30,$A4886)*INDEX(Assump!$C$56:$FN$56,($B4886-1)*Hrs_in_dy+$C4886)","v":0.50122258231192796},{"$f":"INDEX(ePrice!$F4887:$K4887,P_Off)*EPrice_Fac","v":113.05279697883817},15.55141824553718,null,15.55141824553718,13.478988304093566,1.7448509999999999,129.90324770138926,73.074428659649115,"G","G","G","|",".",".","."]
[3,1,21,{"$f":"INDEX(Assump!$C$30:$N$30,$A4897)*INDEX(Assump!$C$56:$FN$56,($B4897-1)*Hrs_in_dy+$C4897)","v":0.50122258231192796},{"$f":"INDEX(ePrice!$F4898:$K4898,P_Off)*EPrice_Fac","v":104.55073783351428},15.55141824553718,null,15.55141824553718,13.478988304093566,1.7448509999999999,121.31530917075905,73.074428659649115,"G","G","G","|",".",".","."]
[3,2,12,{"$f":"INDEX(Assump!$C$30:$N$30,$A4912)*INDEX(Assump!$C$56:$FN$56,($B4912-1)*Hrs_in_dy+$C4912)","v":0.50122258231192796},{"$f":"INDEX(ePrice!$F4913:$K4913,P_Off)*EPrice_Fac","v":107.8815182348813},15.55141824553718,null,15.55141824553718,13.478988304093566,1.7448509999999999,124.67973381860452,73.074428659649115,"G","G","G","|",".",".","."]
[3,2,14,{"$f":"INDEX(Assump!$C$30:$N$30,$A4914)*INDEX(Assump!$C$56:$FN$56,($B4914-1)*Hrs_in_dy+$C4914)","v":0.50122258231192796},{"$f":"INDEX(ePrice!$F4915:$K4915,P_Off)*EPrice_Fac","v":109.08864670249083},15.55141824553718,null,15.55141824553718,13.478988304093566,1.7448509999999999,125.89905550305861,73.074428659649115,"G","G","G","|",".",".","."]
[3,3,3,{"$f":"INDEX(Assump!$C$30:$N$30,$A4927)*INDEX(Assump!$C$56:$FN$56,($B4927-1)*Hrs_in_dy+$C4927)","v":0.50122258231192796},{"$f":"INDEX(ePrice!$F4928:$K4928,P_Off)*EPrice_Fac","v":75.050604480019643},15.55141824553718,null,15.55141824553718,13.478988304093566,1.7448509999999999,91.517194672279615,73.074428659649115,"G","G","G","|",".",".","."]
[3,3,18,{"$f":"INDEX(Assump!$C$30:$N$30,$A4942)*INDEX(Assump!$C$56:$FN$56,($B4942-1)*Hrs_in_dy+$C4942)","v":0.50122258231192796},{"$f":"INDEX(ePrice!$F4943:$K4943,P_Off)*EPrice_Fac","v":97.971142544012963},15.55141824553718,null,15.55141824553718,13.478988304093566,1.7448509999999999,114.66925332277792,73.074428659649115,"G","G","G","|",".",".","."]
[3,3,19,{"$f":"INDEX(Assump!$C$30:$N$30,$A4943)*INDEX(Assump!$C$56:$FN$56,($B4943-1)*Hrs_in_dy+$C4943)","v":0.50122258231192796},{"$f":"INDEX(ePrice!$F4944:$K4944,P_Off)*EPrice_Fac","v":97.524057926379783},15.55141824553718,null,15.55141824553718,13.478988304093566,1.7448509999999999,114.21765269890602,73.074428659649115,"G","G","G","|",".",".","."]
[3,4,10,{"$f":"INDEX(Assump!$C$30:$N$30,$A4958)*INDEX(Assump!$C$56:$FN$56,($B4958-1)*Hrs_in_dy+$C4958)","v":0.50122258231192796},{"$f":"INDEX(ePrice!$F4959:$K4959,P_Off)*EPrice_Fac","v":110.0051701686388},15.55141824553718,null,15.55141824553718,13.478988304093566,1.7448509999999999,126.82483678199594,73.074428659649115,"G","G","G","|",".",".","."]
[3,4,15,{"$f":"INDEX(Assump!$C$30:$N$30,$A4963)*INDEX(Assump!$C$56:$FN$56,($B4963-1)*Hrs_in_dy+$C4963)","v":0.50122258231192796},{"$f":"INDEX(ePrice!$F4964:$K4964,P_Off)*EPrice_Fac","v":101.48075679243324},15.55141824553718,null,15.55141824553718,13.478988304093566,1.7448509999999999,118.21431822017215,73.074428659649115,"G","G","G","|",".",".","."]
[3,5,9,{"$f":"INDEX(Assump!$C$30:$N$30,$A4981)*INDEX(Assump!$C$56:$FN$56,($B4981-1)*Hrs_in_dy+$C4981)","v":0.50122258231192796},{"$f":"INDEX(ePrice!$F4982:$K4982,P_Off)*EPrice_Fac","v":95.281183427920098},15.55141824553718,null,15.55141824553718,13.478988304093566,1.7448509999999999,111.9521229024821,73.074428659649115,"G","G","G","|",".",".","."]
[3,5,16,{"$f":"INDEX(Assump!$C$30:$N$30,$A4988)*INDEX(Assump!$C$56:$FN$56,($B4988-1)*Hrs_in_dy+$C4988)","v":0.50122258231192796},{"$f":"INDEX(ePrice!$F4989:$K4989,P_Off)*EPrice_Fac","v":83.619726317988523},15.55141824553718,null,15.55141824553718,13.478988304093566,1.7448509999999999,100.17287329649061,73.074428659649115,"G","G","G","|",".",".","."]
[3,6,3,{"$f":"INDEX(Assump!$C$30:$N$30,$A4999)*INDEX(Assump!$C$56:$FN$56,($B4999-1)*Hrs_in_dy+$C4999)","v":0.50122258231192796},{"$f":"INDEX(ePrice!$F5000:$K5000,P_Off)*EPrice_Fac","v":37.391176854719873},15.55141824553718,null,15.55141824553718,13.478988304093566,1.7448509999999999,53.477368788138435,73.074428659649115,"E","G","G","|",".",".","."]
[3,6,8,{"$f":"INDEX(Assump!$C$30:$N$30,$A5004)*INDEX(Assump!$C$56:$FN$56,($B5004-1)*Hrs_in_dy+$C5004)","v":0.50122258231192796},{"$f":"INDEX(ePrice!$F5005:$K5005,P_Off)*EPrice_Fac","v":72.025331900701929},15.55141824553718,null,15.55141824553718,13.478988304093566,1.7448509999999999,88.461363784079907,73.074428659649115,"G","G","G","|",".",".","."]
[3,6,23,{"$f":"INDEX(Assump!$C$30:$N$30,$A5019)*INDEX(Assump!$C$56:$FN$56,($B5019-1)*Hrs_in_dy+$C5019)","v":0.50122258231192796},{"$f":"INDEX(ePrice!$F5020:$K5020,P_Off)*EPrice_Fac","v":75.557300380003895},15.55141824553718,null,15.55141824553718,13.478988304093566,1.7448509999999999,92.029008712667746,73.074428659649115,"G","G","G","|",".",".","."]
[3,7,10,{"$f":"INDEX(Assump!$C$30:$N$30,$A5030)*INDEX(Assump!$C$56:$FN$56,($B5030-1)*Hrs_in_dy+$C5030)","v":0.50122258231192796},{"$f":"INDEX(ePrice!$F5031:$K5031,P_Off)*EPrice_Fac","v":69.491852400780715},15.55141824553718,null,15.55141824553718,13.478988304093566,1.7448509999999999,85.902293582139293,73.074428659649115,"G","G","G","|",".",".","."]
[3,7,15,{"$f":"INDEX(Assump!$C$30:$N$30,$A5035)*INDEX(Assump!$C$56:$FN$56,($B5035-1)*Hrs_in_dy+$C5035)","v":0.50122258231192796},{"$f":"INDEX(ePrice!$F5036:$K5036,P_Off)*EPrice_Fac","v":68.620037396396043},15.55141824553718,null,15.55141824553718,13.478988304093566,1.7448509999999999,85.021672365589112,73.074428659649115,"G","G","G","|",".",".","."]
[3,3,3,{"$f":"INDEX(Assump!$C$30:$N$30,$A5047)*INDEX(Assump!$C$56:$FN$56,($B5047-1)*Hrs_in_dy+$C5047)","v":0.50122258231192796},{"$f":"INDEX(ePrice!$F5048:$K5048,P_Off)*EPrice_Fac","v":78.878518382361364},15.55141824553718,null,15.55141824553718,13.478988304093566,1.7448509999999999,95.383774371614692,73.074428659649115,"G","G","G","|",".",".","."]
[3,3,16,{"$f":"INDEX(Assump!$C$30:$N$30,$A5060)*INDEX(Assump!$C$56:$FN$56,($B5060-1)*Hrs_in_dy+$C5060)","v":0.50122258231192796},{"$f":"INDEX(ePrice!$F5061:$K5061,P_Off)*EPrice_Fac","v":100.39524961467909},15.55141824553718,null,15.55141824553718,13.478988304093566,1.7448509999999999,117.11784632345078,73.074428659649115,"G","G","G","|",".",".","."]
[3,3,21,{"$f":"INDEX(Assump!$C$30:$N$30,$A5065)*INDEX(Assump!$C$56:$FN$56,($B5065-1)*Hrs_in_dy+$C5065)","v":0.50122258231192796},{"$f":"INDEX(ePrice!$F5066:$K5066,P_Off)*EPrice_Fac","v":68.780807330800428},15.55141824553718,null,15.55141824553718,13.478988304093566,1.7448509999999999,85.184066238724853,73.074428659649115,"G","G","G","|",".",".","."]
[3,4,8,{"$f":"INDEX(Assump!$C$30:$N$30,$A5076)*INDEX(Assump!$C$56:$FN$56,($B5076-1)*Hrs_in_dy+$C5076)","v":0.50122258231192796},{"$f":"INDEX(ePrice!$F5077:$K5077,P_Off)*EPrice_Fac","v":74.217570123867759},15.55141824553718,null,15.55141824553718,13.478988304093566,1.7448509999999999,90.675745827681752,73.074428659649115,"G","G","G","|",".",".","."]
[3,4,13,{"$f":"INDEX(Assump!$C$30:$N$30,$A5081)*INDEX(Assump!$C$56:$FN$56,($B5081-1)*Hrs_in_dy+$C5081)","v":0.50122258231192796},{"$f":"INDEX(ePrice!$F5082:$K5082,P_Off)*EPrice_Fac","v":78.890640484464086},15.55141824553718,null,15.55141824553718,13.478988304093566,1.7448509999999999,95.396018919193196,73.074428659649115,"G","G","G","|",".",".","."]
[3,5,4,{"$f":"INDEX(Assump!$C$30:$N$30,$A5096)*INDEX(Assump!$C$56:$FN$56,($B5096-1)*Hrs_in_dy+$C5096)","v":0.50122258231192796},{"$f":"INDEX(ePrice!$F5097:$K5097,P_Off)*EPrice_Fac","v":60.186236939976069},15.55141824553718,null,15.55141824553718,13.478988304093566,1.7448509999999999,76.502682005568943,73.074428659649115,"G","G","G","|",".",".","."]
[3,5,13,{"$f":"INDEX(Assump!$C$30:$N$30,$A5105)*INDEX(Assump!$C$56:$FN$56,($B5105-1)*Hrs_in_dy+$C5105)","v":0.50122258231192796},{"$f":"INDEX(ePrice!$F5106:$K5106,P_Off)*EPrice_Fac","v":97.87991342836591},15.55141824553718,null,15.55141824553718,13.478988304093566,1.7448509999999999,114.57710270091221,73.074428659649115,"G","G","G","|",".",".","."]
[3,5,19,{"$f":"INDEX(Assump!$C$30:$N$30,$A5111)*INDEX(Assump!$C$56:$FN$56,($B5111-1)*Hrs_in_dy+$C5111)","v":0.50122258231192796},{"$f":"INDEX(ePrice!$F5112:$K5112,P_Off)*EPrice_Fac","v":76.696540003872812},15.55141824553718,null,15.55141824553718,13.478988304093566,1.7448509999999999,93.179755807484838,73.074428659649115,"G","G","G","|",".",".","."]
[3,6,6,{"$f":"INDEX(Assump!$C$30:$N$30,$A5122)*INDEX(Assump!$C$56:$FN$56,($B5122-1)*Hrs_in_dy+$C5122)","v":0.50122258231192796},{"$f":"INDEX(ePrice!$F5123:$K5123,P_Off)*EPrice_Fac","v":72.338644297947056},15.55141824553718,null,15.55141824553718,13.478988304093566,1.7448509999999999,88.777840953014376,73.074428659649115,"G","G","G","|",".",".","."]
[3,6,21,{"$f":"INDEX(Assump!$C$30:$N$30,$A5137)*INDEX(Assump!$C$56:$FN$56,($B5137-1)*Hrs_in_dy+$C5137)","v":0.50122258231192796},{"$f":"INDEX(ePrice!$F5138:$K5138,P_Off)*EPrice_Fac","v":73.326595619318255},15.55141824553718,null,15.55141824553718,13.478988304093566,1.7448509999999999,89.775771580662052,73.074428659649115,"G","G","G","|",".",".","."]
[4,7,2,{"$f":"INDEX(Assump!$C$30:$N$30,$A5142)*INDEX(Assump!$C$56:$FN$56,($B5142-1)*Hrs_in_dy+$C5142)","v":0.5538072646887986},{"$f":"INDEX(ePrice!$F5143:$K5143,P_Off)*EPrice_Fac","v":70.041505949482712},15.55141824553718,null,15.55141824553718,13.478988304093566,1.7448509999999999,86.457499186888782,73.074428659649115,"G","G","G","|",".",".","."]
[4,7,13,{"$f":"INDEX(Assump!$C$30:$N$30,$A5153)*INDEX(Assump!$C$56:$FN$56,($B5153-1)*Hrs_in_dy+$C5153)","v":0.5538072646887986},{"$f":"INDEX(ePrice!$F5154:$K5154,P_Off)*EPrice_Fac","v":90.170256491039652},15.55141824553718,null,15.55141824553718,13.478988304093566,1.7448509999999999,106.78957044098669,73.074428659649115,"G","G","G","|",".",".","."]
[4,7,23,{"$f":"INDEX(Assump!$C$30:$N$30,$A5163)*INDEX(Assump!$C$56:$FN$56,($B5163-1)*Hrs_in_dy+$C5163)","v":0.5538072646887986},{"$f":"INDEX(ePrice!$F5164:$K5164,P_Off)*EPrice_Fac","v":81.387793517623223},15.55141824553718,null,15.55141824553718,13.478988304093566,1.7448509999999999,97.918395720364046,73.074428659649115,"G","G","G","|",".",".","."]
[4,1,8,{"$f":"INDEX(Assump!$C$30:$N$30,$A5172)*INDEX(Assump!$C$56:$FN$56,($B5172-1)*Hrs_in_dy+$C5172)","v":0.5538072646887986},{"$f":"INDEX(ePrice!$F5173:$K5173,P_Off)*EPrice_Fac","v":75.429780334139181},15.55141824553718,null,15.55141824553718,13.478988304093566,1.7448509999999999,91.900200585531678,73.074428659649115,"G","G","G","|",".",".","."]
[4,1,19,{"$f":"INDEX(Assump!$C$30:$N$30,$A5183)*INDEX(Assump!$C$56:$FN$56,($B5183-1)*Hrs_in_dy+$C5183)","v":0.5538072646887986},{"$f":"INDEX(ePrice!$F5184:$K5184,P_Off)*EPrice_Fac","v":93.922047091829711},15.55141824553718,null,15.55141824553718,13.478988304093566,1.7448509999999999,110.57925791653221,73.074428659649115,"G","G","G","|",".",".","."]
[4,2,10,{"$f":"INDEX(Assump!$C$30:$N$30,$A5198)*INDEX(Assump!$C$56:$FN$56,($B5198-1)*Hrs_in_dy+$C5198)","v":0.5538072646887986},{"$f":"INDEX(ePrice!$F5199:$K5199,P_Off)*EPrice_Fac","v":79.975568622656994},15.55141824553718,null,15.55141824553718,13.478988304093566,1.7448509999999999,96.491905927468864,73.074428659649115,"G","G","G","|",".",".","."]
[4,2,11,{"$f":"INDEX(Assump!$C$30:$N$30,$A5199)*INDEX(Assump!$C$56:$FN$56,($B5199-1)*Hrs_in_dy+$C5199)","v":0.5538072646887986},{"$f":"INDEX(ePrice!$F5200:$K5200,P_Off)*EPrice_Fac","v":77.272339853751745},15.55141824553718,null,15.55141824553718,13.478988304093566,1.7448509999999999,93.761371817463555,73.074428659649115,"G","G","G","|",".",".","."]
[3,1,2,{"$f":"INDEX(Assump!$C$30:$N$30,$A5214)*INDEX(Assump!$C$56:$FN$56,($B5214-1)*Hrs_in_dy+$C5214)","v":0.50122258231192796},{"$f":"INDEX(ePrice!$F5215:$K5215,P_Off)*EPrice_Fac","v":54.705162170397109},15.55141824553718,null,15.55141824553718,13.478988304093566,1.7448509999999999,70.966242844378073,73.074428659649115,"E","G","G","|",".",".","."]
[3,1,7,{"$f":"INDEX(Assump!$C$30:$N$30,$A5219)*INDEX(Assump!$C$56:$FN$56,($B5219-1)*Hrs_in_dy+$C5219)","v":0.50122258231192796},{"$f":"INDEX(ePrice!$F5220:$K5220,P_Off)*EPrice_Fac","v":56.257145288711101},15.55141824553718,null,15.55141824553718,13.478988304093566,1.7448509999999999,72.533902559846752,73.074428659649115,"E","G","G","|",".",".","."]
[3,1,17,{"$f":"INDEX(Assump!$C$30:$N$30,$A5229)*INDEX(Assump!$C$56:$FN$56,($B5229-1)*Hrs_in_dy+$C5229)","v":0.50122258231192796},{"$f":"INDEX(ePrice!$F5230:$K5230,P_Off)*EPrice_Fac","v":59.020213499351023},15.55141824553718,null,15.55141824553718,13.478988304093566,1.7448509999999999,75.324880550392123,73.074428659649115,"G","G","G","|",".",".","."]
[3,2,8,{"$f":"INDEX(Assump!$C$30:$N$30,$A5244)*INDEX(Assump!$C$56:$FN$56,($B5244-1)*Hrs_in_dy+$C5244)","v":0.50122258231192796},{"$f":"INDEX(ePrice!$F5245:$K5245,P_Off)*EPrice_Fac","v":88.768051767149785},15.55141824553718,null,15.55141824553718,13.478988304093566,1.7448509999999999,105.37320203301714,73.074428659649115,"G","G","G","|",".",".","."]
[3,2,19,{"$f":"INDEX(Assump!$C$30:$N$30,$A5255)*INDEX(Assump!$C$56:$FN$56,($B5255-1)*Hrs_in_dy+$C5255)","v":0.50122258231192796},{"$f":"INDEX(ePrice!$F5256:$K5256,P_Off)*EPrice_Fac","v":58.203852437116495},15.55141824553718,null,15.55141824553718,13.478988304093566,1.7448509999999999,74.500273416821898,73.074428659649115,"G","G","G","|",".",".","."]
[3,2,24,{"$f":"INDEX(Assump!$C$30:$N$30,$A5260)*INDEX(Assump!$C$56:$FN$56,($B5260-1)*Hrs_in_dy+$C5260)","v":0.50122258231192796},{"$f":"INDEX(ePrice!$F5261:$K5261,P_Off)*EPrice_Fac","v":60.123646583470219},15.55141824553718,null,15.55141824553718,13.478988304093566,1.7448509999999999,76.439459423239796,73.074428659649115,"G","G","G","|",".",".","."]
[3,3,15,{"$f":"INDEX(Assump!$C$30:$N$30,$A5275)*INDEX(Assump!$C$56:$FN$56,($B5275-1)*Hrs_in_dy+$C5275)","v":0.50122258231192796},{"$f":"INDEX(ePrice!$F5276:$K5276,P_Off)*EPrice_Fac","v":58.930503492512067},15.55141824553718,null,15.55141824553718,13.478988304093566,1.7448509999999999,75.234264381867931,73.074428659649115,"G","G","G","|",".",".","."]
[3,4,2,{"$f":"INDEX(Assump!$C$30:$N$30,$A5286)*INDEX(Assump!$C$56:$FN$56,($B5286-1)*Hrs_in_dy+$C5286)","v":0.50122258231192796},{"$f":"INDEX(ePrice!$F5287:$K5287,P_Off)*EPrice_Fac","v":56.553188311279655},15.55141824553718,null,15.55141824553718,13.478988304093566,1.7448509999999999,72.832935915976606,73.074428659649115,"E","E","G","|",".",".","."]
[3,4,12,{"$f":"INDEX(Assump!$C$30:$N$30,$A5296)*INDEX(Assump!$C$56:$FN$56,($B5296-1)*Hrs_in_dy+$C5296)","v":0.50122258231192796},{"$f":"INDEX(ePrice!$F5297:$K5297,P_Off)*EPrice_Fac","v":59.917313567740621},15.55141824553718,null,15.55141824553718,13.478988304093566,1.7448509999999999,76.231042235634135,73.074428659649115,"G","E","G","|",".",".","."]
[3,4,21,{"$f":"INDEX(Assump!$C$30:$N$30,$A5305)*INDEX(Assump!$C$56:$FN$56,($B5305-1)*Hrs_in_dy+$C5305)","v":0.50122258231192796},{"$f":"INDEX(ePrice!$F5306:$K5306,P_Off)*EPrice_Fac","v":73.813393627095337},15.55141824553718,null,15.55141824553718,13.478988304093566,1.7448509999999999,90.267486740032851,73.074428659649115,"G","E","G","|",".",".","."]
[3,5,8,{"$f":"INDEX(Assump!$C$30:$N$30,$A5316)*INDEX(Assump!$C$56:$FN$56,($B5316-1)*Hrs_in_dy+$C5316)","v":0.50122258231192796},{"$f":"INDEX(ePrice!$F5317:$K5317,P_Off)*EPrice_Fac","v":37.283478842271293},15.55141824553718,null,15.55141824553718,13.478988304093566,1.7448509999999999,53.368582916978255,73.074428659649115,"E","E","G","|",".",".","."]
[3,5,13,{"$f":"INDEX(Assump!$C$30:$N$30,$A5321)*INDEX(Assump!$C$56:$FN$56,($B5321-1)*Hrs_in_dy+$C5321)","v":0.50122258231192796},{"$f":"INDEX(ePrice!$F5322:$K5322,P_Off)*EPrice_Fac","v":41.383226154811709},15.55141824553718,null,15.55141824553718,13.478988304093566,1.7448509999999999,57.509741818534231,73.074428659649115,"E","E","G","|",".",".","."]
[3,5,24,{"$f":"INDEX(Assump!$C$30:$N$30,$A5332)*INDEX(Assump!$C$56:$FN$56,($B5332-1)*Hrs_in_dy+$C5332)","v":0.50122258231192796},{"$f":"INDEX(ePrice!$F5333:$K5333,P_Off)*EPrice_Fac","v":51.798557948814832},15.55141824553718,null,15.55141824553718,13.478988304093566,1.7448509999999999,68.030278984193956,73.074428659649115,"E","E","G","|",".",".","."]
[3,6,5,{"$f":"INDEX(Assump!$C$30:$N$30,$A5337)*INDEX(Assump!$C$56:$FN$56,($B5337-1)*Hrs_in_dy+$C5337)","v":0.50122258231192796},{"$f":"INDEX(ePrice!$F5338:$K5338,P_Off)*EPrice_Fac","v":42.441804235511434},15.55141824553718,null,15.55141824553718,13.478988304093566,1.7448509999999999,58.579012607119807,73.074428659649115,"E","G","G","|",".",".","."]
[3,6,22,{"$f":"INDEX(Assump!$C$30:$N$30,$A5354)*INDEX(Assump!$C$56:$FN$56,($B5354-1)*Hrs_in_dy+$C5354)","v":0.50122258231192796},{"$f":"INDEX(ePrice!$F5355:$K5355,P_Off)*EPrice_Fac","v":65.030783957561269},15.55141824553718,null,15.55141824553718,13.478988304093566,1.7448509999999999,81.396163841513584,73.074428659649115,"G","G","G","|",".",".","."]
[3,7,6,{"$f":"INDEX(Assump!$C$30:$N$30,$A5362)*INDEX(Assump!$C$56:$FN$56,($B5362-1)*Hrs_in_dy+$C5362)","v":0.50122258231192796},{"$f":"INDEX(ePrice!$F5363:$K5363,P_Off)*EPrice_Fac","v":65.290942977394252},15.55141824553718,null,15.55141824553718,13.478988304093566,1.7448509999999999,81.658950730233769,73.074428659649115,"G","G","G","|",".",".","."]
[3,7,11,{"$f":"INDEX(Assump!$C$30:$N$30,$A5367)*INDEX(Assump!$C$56:$FN$56,($B5367-1)*Hrs_in_dy+$C5367)","v":0.50122258231192796},{"$f":"INDEX(ePrice!$F5368:$K5368,P_Off)*EPrice_Fac","v":85.592317525050632},15.55141824553718,null,15.55141824553718,13.478988304093566,1.7448509999999999,102.16538966726041,73.074428659649115,"G","G","G","|",".",".","."]
[3,7,22,{"$f":"INDEX(Assump!$C$30:$N$30,$A5378)*INDEX(Assump!$C$56:$FN$56,($B5378-1)*Hrs_in_dy+$C5378)","v":0.50122258231192796},{"$f":"INDEX(ePrice!$F5379:$K5379,P_Off)*EPrice_Fac","v":126.4641966408803},15.55141824553718,null,15.55141824553718,13.478988304093566,1.7448509999999999,143.45011604688636,73.074428659649115,"G","G","G","|",".",".","."]
[3,3,13,{"$f":"INDEX(Assump!$C$30:$N$30,$A5393)*INDEX(Assump!$C$56:$FN$56,($B5393-1)*Hrs_in_dy+$C5393)","v":0.50122258231192796},{"$f":"INDEX(ePrice!$F5394:$K5394,P_Off)*EPrice_Fac","v":101.26801587449646},15.55141824553718,null,15.55141824553718,13.478988304093566,1.7448509999999999,117.99942840407438,73.074428659649115,"G","G","G","|",".",".","."]
[3,3,18,{"$f":"INDEX(Assump!$C$30:$N$30,$A5398)*INDEX(Assump!$C$56:$FN$56,($B5398-1)*Hrs_in_dy+$C5398)","v":0.50122258231192796},{"$f":"INDEX(ePrice!$F5399:$K5399,P_Off)*EPrice_Fac","v":81.603812549481646},15.55141824553718,null,15.55141824553718,13.478988304093566,1.7448509999999999,98.136596762645283,73.074428659649115,"G","G","G","|",".",".","."]
[3,4,5,{"$f":"INDEX(Assump!$C$30:$N$30,$A5409)*INDEX(Assump!$C$56:$FN$56,($B5409-1)*Hrs_in_dy+$C5409)","v":0.50122258231192796},{"$f":"INDEX(ePrice!$F5410:$K5410,P_Off)*EPrice_Fac","v":23.558452333180103},15.55141824553718,null,15.55141824553718,13.478988304093566,1.7448509999999999,39.504919776482105,73.074428659649115,"E","E","G","|",".",".","."]
[3,4,16,{"$f":"INDEX(Assump!$C$30:$N$30,$A5420)*INDEX(Assump!$C$56:$FN$56,($B5420-1)*Hrs_in_dy+$C5420)","v":0.50122258231192796},{"$f":"INDEX(ePrice!$F5421:$K5421,P_Off)*EPrice_Fac","v":23.593535657577991},15.55141824553718,null,15.55141824553718,13.478988304093566,1.7448509999999999,39.540357477894112,73.074428659649115,"E","E","G","|",".",".","."]
[3,4,24,{"$f":"INDEX(Assump!$C$30:$N$30,$A5428)*INDEX(Assump!$C$56:$FN$56,($B5428-1)*Hrs_in_dy+$C5428)","v":0.50122258231192796},{"$f":"INDEX(ePrice!$F5429:$K5429,P_Off)*EPrice_Fac","v":63.050581163733199},15.55141824553718,null,15.55141824553718,13.478988304093566,1.7448509999999999,79.395958999263001,73.074428659649115,"G","E","G","|",".",".","."]
[3,5,11,{"$f":"INDEX(Assump!$C$30:$N$30,$A5439)*INDEX(Assump!$C$56:$FN$56,($B5439-1)*Hrs_in_dy+$C5439)","v":0.50122258231192796},{"$f":"INDEX(ePrice!$F5440:$K5440,P_Off)*EPrice_Fac","v":46.274904880810958},15.55141824553718,null,15.55141824553718,13.478988304093566,1.7448509999999999,62.450831440755692,73.074428659649115,"E","G","G","|",".",".","."]
[3,6,2,{"$f":"INDEX(Assump!$C$30:$N$30,$A5454)*INDEX(Assump!$C$56:$FN$56,($B5454-1)*Hrs_in_dy+$C5454)","v":0.50122258231192796},{"$f":"INDEX(ePrice!$F5455:$K5455,P_Off)*EPrice_Fac","v":41.234600608981417},15.55141824553718,null,15.55141824553718,13.478988304093566,1.7448509999999999,57.35961500456424,73.074428659649115,"E","E","G","|",".",".","."]
[3,6,3,{"$f":"INDEX(Assump!$C$30:$N$30,$A5455)*INDEX(Assump!$C$56:$FN$56,($B5455-1)*Hrs_in_dy+$C5455)","v":0.50122258231192796},{"$f":"INDEX(ePrice!$F5456:$K5456,P_Off)*EPrice_Fac","v":41.310614478510161},15.55141824553718,null,15.55141824553718,13.478988304093566,1.7448509999999999,57.436396690956911,73.074428659649115,"E","E","G","|",".",".","."]
[3,6,18,{"$f":"INDEX(Assump!$C$30:$N$30,$A5470)*INDEX(Assump!$C$56:$FN$56,($B5470-1)*Hrs_in_dy+$C5470)","v":0.50122258231192796},{"$f":"INDEX(ePrice!$F5471:$K5471,P_Off)*EPrice_Fac","v":50.461514925625302},15.55141824553718,null,15.55141824553718,13.478988304093566,1.7448509999999999,66.679730475921701,73.074428659649115,"E","E","G","|",".",".","."]
[3,7,2,{"$f":"INDEX(Assump!$C$30:$N$30,$A5478)*INDEX(Assump!$C$56:$FN$56,($B5478-1)*Hrs_in_dy+$C5478)","v":0.50122258231192796},{"$f":"INDEX(ePrice!$F5479:$K5479,P_Off)*EPrice_Fac","v":0.66073594282684345},15.55141824553718,null,15.55141824553718,13.478988304093566,1.7448509999999999,16.375913321579823,73.074428659649115,"E","E","G","|",".",".","."]
[3,7,9,{"$f":"INDEX(Assump!$C$30:$N$30,$A5485)*INDEX(Assump!$C$56:$FN$56,($B5485-1)*Hrs_in_dy+$C5485)","v":0.50122258231192796},{"$f":"INDEX(ePrice!$F5486:$K5486,P_Off)*EPrice_Fac","v":62.179345274519058},15.55141824553718,null,15.55141824553718,13.478988304093566,1.7448509999999999,78.515922747531562,73.074428659649115,"G","E","G","|",".",".","."]
[3,7,24,{"$f":"INDEX(Assump!$C$30:$N$30,$A5500)*INDEX(Assump!$C$56:$FN$56,($B5500-1)*Hrs_in_dy+$C5500)","v":0.50122258231192796},{"$f":"INDEX(ePrice!$F5501:$K5501,P_Off)*EPrice_Fac","v":25.821326756843717},15.55141824553718,null,15.55141824553718,13.478988304093566,1.7448509999999999,41.790651517556462,73.074428659649115,"E","E","G","|",".",".","."]
[3,1,5,{"$f":"INDEX(Assump!$C$30:$N$30,$A5505)*INDEX(Assump!$C$56:$FN$56,($B5505-1)*Hrs_in_dy+$C5505)","v":0.50122258231192796},{"$f":"INDEX(ePrice!$F5506:$K5506,P_Off)*EPrice_Fac","v":2.1868605541348622},15.55141824553718,null,15.55141824553718,13.478988304093566,1.7448509999999999,17.917453333002062,73.074428659649115,"E","E","G","|",".",".","."]
[3,1,16,{"$f":"INDEX(Assump!$C$30:$N$30,$A5516)*INDEX(Assump!$C$56:$FN$56,($B5516-1)*Hrs_in_dy+$C5516)","v":0.50122258231192796},{"$f":"INDEX(ePrice!$F5517:$K5517,P_Off)*EPrice_Fac","v":65.050330654412676},15.55141824553718,null,15.55141824553718,13.478988304093566,1.7448509999999999,81.415907979747331,73.074428659649115,"G","E","G","|",".",".","."]
[3,2,7,{"$f":"INDEX(Assump!$C$30:$N$30,$A5531)*INDEX(Assump!$C$56:$FN$56,($B5531-1)*Hrs_in_dy+$C5531)","v":0.50122258231192796},{"$f":"INDEX(ePrice!$F5532:$K5532,P_Off)*EPrice_Fac","v":4.0930545130866407E-2},15.55141824553718,null,15.55141824553718,13.478988304093566,1.7448509999999999,15.749847263301056,73.074428659649115,"E","E","G","|",".",".","."]
[3,2,16,{"$f":"INDEX(Assump!$C$30:$N$30,$A5540)*INDEX(Assump!$C$56:$FN$56,($B5540-1)*Hrs_in_dy+$C5540)","v":0.50122258231192796},{"$f":"INDEX(ePrice!$F5541:$K5541,P_Off)*EPrice_Fac","v":38.281754138826052},15.55141824553718,null,15.55141824553718,13.478988304093566,1.7448509999999999,54.376941802387101,73.074428659649115,"E","E","G","|",".",".","."]
[3,2,22,{"$f":"INDEX(Assump!$C$30:$N$30,$A5546)*INDEX(Assump!$C$56:$FN$56,($B5546-1)*Hrs_in_dy+$C5546)","v":0.50122258231192796},{"$f":"INDEX(ePrice!$F5547:$K5547,P_Off)*EPrice_Fac","v":88.059144238692568},15.55141824553718,null,15.55141824553718,13.478988304093566,1.7448509999999999,104.65713382245428,73.074428659649115,"G","E","G","|",".",".","."]
[4,1,13,{"$f":"INDEX(Assump!$C$30:$N$30,$A5561)*INDEX(Assump!$C$56:$FN$56,($B5561-1)*Hrs_in_dy+$C5561)","v":0.5538072646887986},{"$f":"INDEX(ePrice!$F5562:$K5562,P_Off)*EPrice_Fac","v":365.80753247667053},15.55141824553718,null,15.55141824553718,13.478988304093566,1.7448509999999999,385.21106133556339,73.074428659649115,"G","G","G","|",".",".","."]
[4,1,24,{"$f":"INDEX(Assump!$C$30:$N$30,$A5572)*INDEX(Assump!$C$56:$FN$56,($B5572-1)*Hrs_in_dy+$C5572)","v":0.5538072646887986},{"$f":"INDEX(ePrice!$F5573:$K5573,P_Off)*EPrice_Fac","v":349.90686633353664},15.55141824553718,null,15.55141824553718,13.478988304093566,1.7448509999999999,369.14978240310489,73.074428659649115,"G","G","G","|",".",".","."]
[4,2,5,{"$f":"INDEX(Assump!$C$30:$N$30,$A5577)*INDEX(Assump!$C$56:$FN$56,($B5577-1)*Hrs_in_dy+$C5577)","v":0.5538072646887986},{"$f":"INDEX(ePrice!$F5578:$K5578,P_Off)*EPrice_Fac","v":275.4866771685177},15.55141824553718,null,15.55141824553718,13.478988304093566,1.7448509999999999,293.977874155611,73.074428659649115,"G","G","G","|",".",".","."]
[4,2,16,{"$f":"INDEX(Assump!$C$30:$N$30,$A5588)*INDEX(Assump!$C$56:$FN$56,($B5588-1)*Hrs_in_dy+$C5588)","v":0.5538072646887986},{"$f":"INDEX(ePrice!$F5589:$K5589,P_Off)*EPrice_Fac","v":364.99492141245082},15.55141824553718,null,15.55141824553718,13.478988304093566,1.7448509999999999,384.39024207877577,73.074428659649115,"G","G","G","|",".",".","."]
[4,3,2,{"$f":"INDEX(Assump!$C$30:$N$30,$A5598)*INDEX(Assump!$C$56:$FN$56,($B5598-1)*Hrs_in_dy+$C5598)","v":0.5538072646887986},{"$f":"INDEX(ePrice!$F5599:$K5599,P_Off)*EPrice_Fac","v":267.82162244928321},15.55141824553718,null,15.55141824553718,13.478988304093566,1.7448509999999999,286.23539464123274,73.074428659649115,"G","G","G","|",".",".","."]
[4,3,11,{"$f":"INDEX(Assump!$C$30:$N$30,$A5607)*INDEX(Assump!$C$56:$FN$56,($B5607-1)*Hrs_in_dy+$C5607)","v":0.5538072646887986},{"$f":"INDEX(ePrice!$F5608:$K5608,P_Off)*EPrice_Fac","v":480.70266847866975},15.55141824553718,null,15.55141824553718,13.478988304093566,1.7448509999999999,501.26675426687569,73.074428659649115,"G","G","G","|",".",".","."]
[4,3,22,{"$f":"INDEX(Assump!$C$30:$N$30,$A5618)*INDEX(Assump!$C$56:$FN$56,($B5618-1)*Hrs_in_dy+$C5618)","v":0.5538072646887986},{"$f":"INDEX(ePrice!$F5619:$K5619,P_Off)*EPrice_Fac","v":514.15803888856169},15.55141824553718,null,15.55141824553718,13.478988304093566,1.7448509999999999,535.06005771121102,73.074428659649115,"G","G","G","|",".",".","."]
[4,4,3,{"$f":"INDEX(Assump!$C$30:$N$30,$A5623)*INDEX(Assump!$C$56:$FN$56,($B5623-1)*Hrs_in_dy+$C5623)","v":0.5538072646887986},{"$f":"INDEX(ePrice!$F5624:$K5624,P_Off)*EPrice_Fac","v":202.93376449149281},15.55141824553718,null,15.55141824553718,13.478988304093566,1.7448509999999999,220.69210377477776,73.074428659649115,"G","G","G","|",".",".","."]
[4,4,18,{"$f":"INDEX(Assump!$C$30:$N$30,$A5638)*INDEX(Assump!$C$56:$FN$56,($B5638-1)*Hrs_in_dy+$C5638)","v":0.5538072646887986},{"$f":"INDEX(ePrice!$F5639:$K5639,P_Off)*EPrice_Fac","v":362.93745935623531},15.55141824553718,null,{"$f":"SUM($F5638:$G5638)","v":15.55141824553718},13.478988304093566,1.7448509999999999,{"$f":"SUM(E5638,H5638)/COP_Elec","v":382.31199757754797},{"$f":"SUM(I5638:J5638)*GJ_MWh/COP_Other","v":73.074428659649115},"G","G","G","|",".",".","."]
[4,5,5,{"$f":"INDEX(Assump!$C$30:$N$30,$A5649)*INDEX(Assump!$C$56:$FN$56,($B5649-1)*Hrs_in_dy+$C5649)","v":0.5538072646887986},{"$f":"INDEX(ePrice!$F5650:$K5650,P_Off)*EPrice_Fac","v":158.18252396904472},15.55141824553718,null,15.55141824553718,13.478988304093566,1.7448509999999999,175.4888305197797,73.074428659649115,"G","G","G","|",".",".","."]
[4,5,10,{"$f":"INDEX(Assump!$C$30:$N$30,$A5654)*INDEX(Assump!$C$56:$FN$56,($B5654-1)*Hrs_in_dy+$C5654)","v":0.5538072646887986},{"$f":"INDEX(ePrice!$F5655:$K5655,P_Off)*EPrice_Fac","v":329.54548413575054},15.55141824553718,null,15.55141824553718,13.478988304093566,1.7448509999999999,348.58272967806846,73.074428659649115,"G","G","G","|",".",".","."]
[4,5,20,{"$f":"INDEX(Assump!$C$30:$N$30,$A5664)*INDEX(Assump!$C$56:$FN$56,($B5664-1)*Hrs_in_dy+$C5664)","v":0.5538072646887986},{"$f":"INDEX(ePrice!$F5665:$K5665,P_Off)*EPrice_Fac","v":381.47190745928663},15.55141824553718,null,15.55141824553718,13.478988304093566,1.7448509999999999,401.03366232810487,73.074428659649115,"G","G","G","|",".",".","."]
[4,6,11,{"$f":"INDEX(Assump!$C$30:$N$30,$A5679)*INDEX(Assump!$C$56:$FN$56,($B5679-1)*Hrs_in_dy+$C5679)","v":0.5538072646887986},{"$f":"INDEX(ePrice!$F5680:$K5680,P_Off)*EPrice_Fac","v":394.20857733109733},15.55141824553718,null,15.55141824553718,13.478988304093566,1.7448509999999999,413.89898543094398,73.074428659649115,"G","G","G","|",".",".","."]
[4,6,16,{"$f":"INDEX(Assump!$C$30:$N$30,$A5684)*INDEX(Assump!$C$56:$FN$56,($B5684-1)*Hrs_in_dy+$C5684)","v":0.5538072646887986},{"$f":"INDEX(ePrice!$F5685:$K5685,P_Off)*EPrice_Fac","v":264.01214788581404},15.55141824553718,null,15.55141824553718,13.478988304093566,1.7448509999999999,282.38744053671843,73.074428659649115,"G","G","G","|",".",".","."]
[4,7,3,{"$f":"INDEX(Assump!$C$30:$N$30,$A5695)*INDEX(Assump!$C$56:$FN$56,($B5695-1)*Hrs_in_dy+$C5695)","v":0.5538072646887986},{"$f":"INDEX(ePrice!$F5696:$K5696,P_Off)*EPrice_Fac","v":146.69070508922997},15.55141824553718,null,15.55141824553718,13.478988304093566,1.7448509999999999,163.88093266138097,73.074428659649115,"G","G","G","|",".",".","."]
[4,7,18,{"$f":"INDEX(Assump!$C$30:$N$30,$A5710)*INDEX(Assump!$C$56:$FN$56,($B5710-1)*Hrs_in_dy+$C5710)","v":0.5538072646887986},{"$f":"INDEX(ePrice!$F5711:$K5711,P_Off)*EPrice_Fac","v":243.65652888706495},15.55141824553718,null,15.55141824553718,13.478988304093566,1.7448509999999999,261.82620922485069,73.074428659649115,"G","G","G","|",".",".","."]
[4,7,19,{"$f":"INDEX(Assump!$C$30:$N$30,$A5711)*INDEX(Assump!$C$56:$FN$56,($B5711-1)*Hrs_in_dy+$C5711)","v":0.5538072646887986},{"$f":"INDEX(ePrice!$F5712:$K5712,P_Off)*EPrice_Fac","v":277.77466718621406},15.55141824553718,null,15.55141824553718,13.478988304093566,1.7448509999999999,296.28897518358713,73.074428659649115,"G","G","G","|",".",".","."]
[4,1,6,{"$f":"INDEX(Assump!$C$30:$N$30,$A5722)*INDEX(Assump!$C$56:$FN$56,($B5722-1)*Hrs_in_dy+$C5722)","v":0.5538072646887986},{"$f":"INDEX(ePrice!$F5723:$K5723,P_Off)*EPrice_Fac","v":178.97033188467705},15.55141824553718,null,15.55141824553718,13.478988304093566,1.7448509999999999,196.48661629314569,73.074428659649115,"G","G","G","|",".",".","."]
[4,1,14,{"$f":"INDEX(Assump!$C$30:$N$30,$A5730)*INDEX(Assump!$C$56:$FN$56,($B5730-1)*Hrs_in_dy+$C5730)","v":0.5538072646887986},{"$f":"INDEX(ePrice!$F5731:$K5731,P_Off)*EPrice_Fac","v":219.53898273614931},15.55141824553718,null,15.55141824553718,13.478988304093566,1.7448509999999999,237.46505149665302,73.074428659649115,"G","G","G","|",".",".","."]
[4,2,1,{"$f":"INDEX(Assump!$C$30:$N$30,$A5741)*INDEX(Assump!$C$56:$FN$56,($B5741-1)*Hrs_in_dy+$C5741)","v":0.5538072646887986},{"$f":"INDEX(ePrice!$F5742:$K5742,P_Off)*EPrice_Fac","v":185.16832020920756},15.55141824553718,null,15.55141824553718,13.478988304093566,1.7448509999999999,202.74721056034824,73.074428659649115,"G","G","G","|",13.291374352531163,13.291374352531163,13.291374352531163]
[4,2,16,{"$f":"INDEX(Assump!$C$30:$N$30,$A5756)*INDEX(Assump!$C$56:$FN$56,($B5756-1)*Hrs_in_dy+$C5756)","v":0.5538072646887986},{"$f":"INDEX(ePrice!$F5757:$K5757,P_Off)*EPrice_Fac","v":213.2753493455161},15.55141824553718,null,15.55141824553718,13.478988304093566,1.7448509999999999,231.138149081872,73.074428659649115,"G","G","G","|",".",".","."]
[4,2,21,{"$f":"INDEX(Assump!$C$30:$N$30,$A5761)*INDEX(Assump!$C$56:$FN$56,($B5761-1)*Hrs_in_dy+$C5761)","v":0.5538072646887986},{"$f":"INDEX(ePrice!$F5762:$K5762,P_Off)*EPrice_Fac","v":221.57945020750842},15.55141824553718,null,15.55141824553718,13.478988304093566,1.7448509999999999,239.52612975055109,73.074428659649115,"G","G","G","|",".",".","."]
[4,3,8,{"$f":"INDEX(Assump!$C$30:$N$30,$A5772)*INDEX(Assump!$C$56:$FN$56,($B5772-1)*Hrs_in_dy+$C5772)","v":0.5538072646887986},{"$f":"INDEX(ePrice!$F5773:$K5773,P_Off)*EPrice_Fac","v":195.85752513959815},15.55141824553718,null,15.55141824553718,13.478988304093566,1.7448509999999999,213.54438725771246,73.074428659649115,"G","G","G","|",".",".","."]
[4,3,16,{"$f":"INDEX(Assump!$C$30:$N$30,$A5780)*INDEX(Assump!$C$56:$FN$56,($B5780-1)*Hrs_in_dy+$C5780)","v":0.5538072646887986},{"$f":"INDEX(ePrice!$F5781:$K5781,P_Off)*EPrice_Fac","v":224.71947253608786},15.55141824553718,null,15.55141824553718,13.478988304093566,1.7448509999999999,242.69786947638895,73.074428659649115,"G","G","G","|",".",".","."]
[4,4,9,{"$f":"INDEX(Assump!$C$30:$N$30,$A5797)*INDEX(Assump!$C$56:$FN$56,($B5797-1)*Hrs_in_dy+$C5797)","v":0.5538072646887986},{"$f":"INDEX(ePrice!$F5798:$K5798,P_Off)*EPrice_Fac","v":199.27106857693886},15.55141824553718,null,15.55141824553718,13.478988304093566,1.7448509999999999,216.99241093179398,73.074428659649115,"G","G","G","|",".",".","."]
[4,4,14,{"$f":"INDEX(Assump!$C$30:$N$30,$A5802)*INDEX(Assump!$C$56:$FN$56,($B5802-1)*Hrs_in_dy+$C5802)","v":0.5538072646887986},{"$f":"INDEX(ePrice!$F5803:$K5803,P_Off)*EPrice_Fac","v":228.44483003741641},15.55141824553718,null,15.55141824553718,13.478988304093566,1.7448509999999999,246.46085685146826,73.074428659649115,"G","G","G","|",".",".","."]
[4,5,5,{"$f":"INDEX(Assump!$C$30:$N$30,$A5817)*INDEX(Assump!$C$56:$FN$56,($B5817-1)*Hrs_in_dy+$C5817)","v":0.5538072646887986},{"$f":"INDEX(ePrice!$F5818:$K5818,P_Off)*EPrice_Fac","v":198.08945738709016},15.55141824553718,null,15.55141824553718,13.478988304093566,1.7448509999999999,215.79886427538116,73.074428659649115,"G","G","G","|",".",".","."]
[4,5,16,{"$f":"INDEX(Assump!$C$30:$N$30,$A5828)*INDEX(Assump!$C$56:$FN$56,($B5828-1)*Hrs_in_dy+$C5828)","v":0.5538072646887986},{"$f":"INDEX(ePrice!$F5829:$K5829,P_Off)*EPrice_Fac","v":115.8307191382245},15.55141824553718,null,15.55141824553718,13.478988304093566,1.7448509999999999,132.70922968056738,73.074428659649115,"G","G","G","|",".",".","."]
[4,5,21,{"$f":"INDEX(Assump!$C$30:$N$30,$A5833)*INDEX(Assump!$C$56:$FN$56,($B5833-1)*Hrs_in_dy+$C5833)","v":0.5538072646887986},{"$f":"INDEX(ePrice!$F5834:$K5834,P_Off)*EPrice_Fac","v":203.75681476062377},15.55141824553718,null,15.55141824553718,13.478988304093566,1.7448509999999999,221.52346768299086,73.074428659649115,"G","G","G","|",".",".","."]
[4,6,12,{"$f":"INDEX(Assump!$C$30:$N$30,$A5848)*INDEX(Assump!$C$56:$FN$56,($B5848-1)*Hrs_in_dy+$C5848)","v":0.5538072646887986},{"$f":"INDEX(ePrice!$F5849:$K5849,P_Off)*EPrice_Fac","v":235.62202393131224},15.55141824553718,null,15.55141824553718,13.478988304093566,1.7448509999999999,253.71054765338326,73.074428659649115,"G","G","G","|",".",".","."]
[4,6,19,{"$f":"INDEX(Assump!$C$30:$N$30,$A5855)*INDEX(Assump!$C$56:$FN$56,($B5855-1)*Hrs_in_dy+$C5855)","v":0.5538072646887986},{"$f":"INDEX(ePrice!$F5856:$K5856,P_Off)*EPrice_Fac","v":238.20953362019389},15.55141824553718,null,15.55141824553718,13.478988304093566,1.7448509999999999,256.32419380376876,73.074428659649115,"G","G","G","|",".",".","."]
[4,7,3,{"$f":"INDEX(Assump!$C$30:$N$30,$A5863)*INDEX(Assump!$C$56:$FN$56,($B5863-1)*Hrs_in_dy+$C5863)","v":0.5538072646887986},{"$f":"INDEX(ePrice!$F5864:$K5864,P_Off)*EPrice_Fac","v":206.19662305077432},15.55141824553718,null,15.55141824553718,13.478988304093566,1.7448509999999999,223.98792050132474,73.074428659649115,"G","G","G","|",".",".","."]
[4,7,14,{"$f":"INDEX(Assump!$C$30:$N$30,$A5874)*INDEX(Assump!$C$56:$FN$56,($B5874-1)*Hrs_in_dy+$C5874)","v":0.5538072646887986},{"$f":"INDEX(ePrice!$F5875:$K5875,P_Off)*EPrice_Fac","v":216.39896040756989},15.55141824553718,null,15.55141824553718,13.478988304093566,1.7448509999999999,234.29331177081522,73.074428659649115,"G","G","G","|",".",".","."]
[4,7,19,{"$f":"INDEX(Assump!$C$30:$N$30,$A5879)*INDEX(Assump!$C$56:$FN$56,($B5879-1)*Hrs_in_dy+$C5879)","v":0.5538072646887986},{"$f":"INDEX(ePrice!$F5880:$K5880,P_Off)*EPrice_Fac","v":231.27850872418318},15.55141824553718,null,15.55141824553718,13.478988304093566,1.7448509999999999,249.3231585552731,73.074428659649115,"G","G","G","|",".",".","."]
[4,3,10,{"$f":"INDEX(Assump!$C$30:$N$30,$A5894)*INDEX(Assump!$C$56:$FN$56,($B5894-1)*Hrs_in_dy+$C5894)","v":0.5538072646887986},{"$f":"INDEX(ePrice!$F5895:$K5895,P_Off)*EPrice_Fac","v":235.5036983284073},15.55141824553718,null,{"$f":"SUM($F5894:$G5894)","v":15.55141824553718},13.478988304093566,1.7448509999999999,{"$f":"SUM(E5894,H5894)/COP_Elec","v":253.59102684236817},{"$f":"SUM(I5894:J5894)*GJ_MWh/COP_Other","v":73.074428659649115},"G","G","G","|",".",".","."]
[4,3,21,{"$f":"INDEX(Assump!$C$30:$N$30,$A5905)*INDEX(Assump!$C$56:$FN$56,($B5905-1)*Hrs_in_dy+$C5905)","v":0.5538072646887986},{"$f":"INDEX(ePrice!$F5906:$K5906,P_Off)*EPrice_Fac","v":128.82386008257868},15.55141824553718,null,15.55141824553718,13.478988304093566,1.7448509999999999,145.83361447284429,73.074428659649115,"G","G","G","|",".",".","."]
[4,4,5,{"$f":"INDEX(Assump!$C$30:$N$30,$A5913)*INDEX(Assump!$C$56:$FN$56,($B5913-1)*Hrs_in_dy+$C5913)","v":0.5538072646887986},{"$f":"INDEX(ePrice!$F5914:$K5914,P_Off)*EPrice_Fac","v":90.745200357919686},15.55141824553718,null,15.55141824553718,13.478988304093566,1.7448509999999999,107.3703218216736,73.074428659649115,"G","G","G","|",".",".","."]
[4,4,12,{"$f":"INDEX(Assump!$C$30:$N$30,$A5920)*INDEX(Assump!$C$56:$FN$56,($B5920-1)*Hrs_in_dy+$C5920)","v":0.5538072646887986},{"$f":"INDEX(ePrice!$F5921:$K5921,P_Off)*EPrice_Fac","v":159.7456386915388},15.55141824553718,null,15.55141824553718,13.478988304093566,1.7448509999999999,177.06773427987474,73.074428659649115,"G","G","G","|",".",".","."]
[4,5,3,{"$f":"INDEX(Assump!$C$30:$N$30,$A5935)*INDEX(Assump!$C$56:$FN$56,($B5935-1)*Hrs_in_dy+$C5935)","v":0.5538072646887986},{"$f":"INDEX(ePrice!$F5936:$K5936,P_Off)*EPrice_Fac","v":91.412619745894929},15.55141824553718,null,15.55141824553718,13.478988304093566,1.7448509999999999,108.0444828196284,73.074428659649115,"G","G","G","|",".",".","."]
[4,5,8,{"$f":"INDEX(Assump!$C$30:$N$30,$A5940)*INDEX(Assump!$C$56:$FN$56,($B5940-1)*Hrs_in_dy+$C5940)","v":0.5538072646887986},{"$f":"INDEX(ePrice!$F5941:$K5941,P_Off)*EPrice_Fac","v":160.83615429867692},15.55141824553718,null,15.55141824553718,13.478988304093566,1.7448509999999999,178.16926519617584,73.074428659649115,"G","G","G","|",".",".","."]
[4,5,19,{"$f":"INDEX(Assump!$C$30:$N$30,$A5951)*INDEX(Assump!$C$56:$FN$56,($B5951-1)*Hrs_in_dy+$C5951)","v":0.5538072646887986},{"$f":"INDEX(ePrice!$F5952:$K5952,P_Off)*EPrice_Fac","v":155.12137578913891},15.55141824553718,null,15.55141824553718,13.478988304093566,1.7448509999999999,172.39676165118797,73.074428659649115,"G","G","G","|",".",".","."]
[4,6,10,{"$f":"INDEX(Assump!$C$30:$N$30,$A5966)*INDEX(Assump!$C$56:$FN$56,($B5966-1)*Hrs_in_dy+$C5966)","v":0.5538072646887986},{"$f":"INDEX(ePrice!$F5967:$K5967,P_Off)*EPrice_Fac","v":216.42265475432933},15.55141824553718,null,15.55141824553718,13.478988304093566,1.7448509999999999,234.31724545441062,73.074428659649115,"G","G","G","|",".",".","."]
[4,6,15,{"$f":"INDEX(Assump!$C$30:$N$30,$A5971)*INDEX(Assump!$C$56:$FN$56,($B5971-1)*Hrs_in_dy+$C5971)","v":0.5538072646887986},{"$f":"INDEX(ePrice!$F5972:$K5972,P_Off)*EPrice_Fac","v":172.70072574027253},15.55141824553718,null,15.55141824553718,13.478988304093566,1.7448509999999999,190.15368079374718,73.074428659649115,"G","G","G","|",".",".","."]
[4,7,1,{"$f":"INDEX(Assump!$C$30:$N$30,$A5981)*INDEX(Assump!$C$56:$FN$56,($B5981-1)*Hrs_in_dy+$C5981)","v":0.5538072646887986},{"$f":"INDEX(ePrice!$F5982:$K5982,P_Off)*EPrice_Fac","v":88.558210041965097},15.55141824553718,null,15.55141824553718,13.478988304093566,1.7448509999999999,105.16124069444675,73.074428659649115,"G","G","G","|",12.183759823153567,13.291374352531163,13.291374352531163]
[4,7,6,{"$f":"INDEX(Assump!$C$30:$N$30,$A5986)*INDEX(Assump!$C$56:$FN$56,($B5986-1)*Hrs_in_dy+$C5986)","v":0.5538072646887986},{"$f":"INDEX(ePrice!$F5987:$K5987,P_Off)*EPrice_Fac","v":63.994792923804802},15.55141824553718,null,15.55141824553718,13.478988304093566,1.7448509999999999,80.349708251860591,73.074428659649115,"G","G","G","|",".",".","."]
[4,7,17,{"$f":"INDEX(Assump!$C$30:$N$30,$A5997)*INDEX(Assump!$C$56:$FN$56,($B5997-1)*Hrs_in_dy+$C5997)","v":0.5538072646887986},{"$f":"INDEX(ePrice!$F5998:$K5998,P_Off)*EPrice_Fac","v":103.78371483015033},15.55141824553718,null,15.55141824553718,13.478988304093566,1.7448509999999999,120.54053846029042,73.074428659649115,"G","G","G","|",".",".","."]
[4,1,8,{"$f":"INDEX(Assump!$C$30:$N$30,$A6012)*INDEX(Assump!$C$56:$FN$56,($B6012-1)*Hrs_in_dy+$C6012)","v":0.5538072646887986},{"$f":"INDEX(ePrice!$F6013:$K6013,P_Off)*EPrice_Fac","v":127.35792106970446},15.55141824553718,null,15.55141824553718,13.478988304093566,1.7448509999999999,144.35286799519358,73.074428659649115,"G","G","G","|",".",".","."]
[4,1,13,{"$f":"INDEX(Assump!$C$30:$N$30,$A6017)*INDEX(Assump!$C$56:$FN$56,($B6017-1)*Hrs_in_dy+$C6017)","v":0.5538072646887986},{"$f":"INDEX(ePrice!$F6018:$K6018,P_Off)*EPrice_Fac","v":102.68128101965551},15.55141824553718,null,15.55141824553718,13.478988304093566,1.7448509999999999,119.42696895474009,73.074428659649115,"G","G","G","|",".",".","."]
[4,1,24,{"$f":"INDEX(Assump!$C$30:$N$30,$A6028)*INDEX(Assump!$C$56:$FN$56,($B6028-1)*Hrs_in_dy+$C6028)","v":0.5538072646887986},{"$f":"INDEX(ePrice!$F6029:$K6029,P_Off)*EPrice_Fac","v":86.889661572026981},15.55141824553718,null,15.55141824553718,13.478988304093566,1.7448509999999999,103.47583819955976,73.074428659649115,"G","G","G","|",".",".","."]
[4,2,9,{"$f":"INDEX(Assump!$C$30:$N$30,$A6037)*INDEX(Assump!$C$56:$FN$56,($B6037-1)*Hrs_in_dy+$C6037)","v":0.5538072646887986},{"$f":"INDEX(ePrice!$F6038:$K6038,P_Off)*EPrice_Fac","v":181.484441614161},15.55141824553718,null,15.55141824553718,13.478988304093566,1.7448509999999999,199.02612107040221,73.074428659649115,"G","G","G","|",".",".","."]
[4,2,19,{"$f":"INDEX(Assump!$C$30:$N$30,$A6047)*INDEX(Assump!$C$56:$FN$56,($B6047-1)*Hrs_in_dy+$C6047)","v":0.5538072646887986},{"$f":"INDEX(ePrice!$F6048:$K6048,P_Off)*EPrice_Fac","v":144.80617078391438},15.55141824553718,null,15.55141824553718,13.478988304093566,1.7448509999999999,161.97736265601168,73.074428659649115,"G","G","G","|",".",".","."]
[4,3,6,{"$f":"INDEX(Assump!$C$30:$N$30,$A6058)*INDEX(Assump!$C$56:$FN$56,($B6058-1)*Hrs_in_dy+$C6058)","v":0.5538072646887986},{"$f":"INDEX(ePrice!$F6059:$K6059,P_Off)*EPrice_Fac","v":63.644801651278215},15.55141824553718,null,15.55141824553718,13.478988304093566,1.7448509999999999,79.99618171395494,73.074428659649115,"G","G","G","|",".",".","."]
[4,3,21,{"$f":"INDEX(Assump!$C$30:$N$30,$A6073)*INDEX(Assump!$C$56:$FN$56,($B6073-1)*Hrs_in_dy+$C6073)","v":0.5538072646887986},{"$f":"INDEX(ePrice!$F6074:$K6074,P_Off)*EPrice_Fac","v":124.1905701378397},15.55141824553718,null,15.55141824553718,13.478988304093566,1.7448509999999999,141.15352361957261,73.074428659649115,"G","G","G","|",".",".","."]
[4,4,8,{"$f":"INDEX(Assump!$C$30:$N$30,$A6084)*INDEX(Assump!$C$56:$FN$56,($B6084-1)*Hrs_in_dy+$C6084)","v":0.5538072646887986},{"$f":"INDEX(ePrice!$F6085:$K6085,P_Off)*EPrice_Fac","v":86.110669470019147},15.55141824553718,null,15.55141824553718,13.478988304093566,1.7448509999999999,102.68897749046093,73.074428659649115,"G","G","G","|",".",".","."]
[4,4,13,{"$f":"INDEX(Assump!$C$30:$N$30,$A6089)*INDEX(Assump!$C$56:$FN$56,($B6089-1)*Hrs_in_dy+$C6089)","v":0.5538072646887986},{"$f":"INDEX(ePrice!$F6090:$K6090,P_Off)*EPrice_Fac","v":157.02334068019465},15.55141824553718,null,15.55141824553718,13.478988304093566,1.7448509999999999,174.31793830882003,73.074428659649115,"G","G","G","|",".",".","."]
[4,4,19,{"$f":"INDEX(Assump!$C$30:$N$30,$A6095)*INDEX(Assump!$C$56:$FN$56,($B6095-1)*Hrs_in_dy+$C6095)","v":0.5538072646887986},{"$f":"INDEX(ePrice!$F6096:$K6096,P_Off)*EPrice_Fac","v":187.95423881461392},15.55141824553718,null,15.55141824553718,13.478988304093566,1.7448509999999999,205.56126975772838,73.074428659649115,"G","G","G","|",".",".","."]
[4,5,4,{"$f":"INDEX(Assump!$C$30:$N$30,$A6104)*INDEX(Assump!$C$56:$FN$56,($B6104-1)*Hrs_in_dy+$C6104)","v":0.5538072646887986},{"$f":"INDEX(ePrice!$F6105:$K6105,P_Off)*EPrice_Fac","v":119.76701868902488},15.55141824553718,null,15.55141824553718,13.478988304093566,1.7448509999999999,136.68528983289099,73.074428659649115,"G","G","G","|",".",".","."]
[4,5,19,{"$f":"INDEX(Assump!$C$30:$N$30,$A6119)*INDEX(Assump!$C$56:$FN$56,($B6119-1)*Hrs_in_dy+$C6119)","v":0.5538072646887986},{"$f":"INDEX(ePrice!$F6120:$K6120,P_Off)*EPrice_Fac","v":169.59777387730551},15.55141824553718,null,15.55141824553718,13.478988304093566,1.7448509999999999,187.01938598266938,73.074428659649115,"G","G","G","|",".",".","."]
[4,6,6,{"$f":"INDEX(Assump!$C$30:$N$30,$A6130)*INDEX(Assump!$C$56:$FN$56,($B6130-1)*Hrs_in_dy+$C6130)","v":0.5538072646887986},{"$f":"INDEX(ePrice!$F6131:$K6131,P_Off)*EPrice_Fac","v":120.31041080557793},15.55141824553718,null,15.55141824553718,13.478988304093566,1.7448509999999999,137.23417075870213,73.074428659649115,"G","G","G","|",".",".","."]
[4,6,11,{"$f":"INDEX(Assump!$C$30:$N$30,$A6135)*INDEX(Assump!$C$56:$FN$56,($B6135-1)*Hrs_in_dy+$C6135)","v":0.5538072646887986},{"$f":"INDEX(ePrice!$F6136:$K6136,P_Off)*EPrice_Fac","v":133.11408755185963},15.55141824553718,null,15.55141824553718,13.478988304093566,1.7448509999999999,150.1671775731281,73.074428659649115,"G","G","G","|",".",".","."]
[4,7,2,{"$f":"INDEX(Assump!$C$30:$N$30,$A6150)*INDEX(Assump!$C$56:$FN$56,($B6150-1)*Hrs_in_dy+$C6150)","v":0.5538072646887986},{"$f":"INDEX(ePrice!$F6151:$K6151,P_Off)*EPrice_Fac","v":127.86695742639405},15.55141824553718,null,{"$f":"SUM($F6150:$G6150)","v":15.55141824553718},13.478988304093566,1.7448509999999999,{"$f":"SUM(E6150,H6150)/COP_Elec","v":144.8670461332639},{"$f":"SUM(I6150:J6150)*GJ_MWh/COP_Other","v":73.074428659649115},"G","G","G","|",".",".","."]
[4,7,9,{"$f":"INDEX(Assump!$C$30:$N$30,$A6157)*INDEX(Assump!$C$56:$FN$56,($B6157-1)*Hrs_in_dy+$C6157)","v":0.5538072646887986},{"$f":"INDEX(ePrice!$F6158:$K6158,P_Off)*EPrice_Fac","v":157.4139037639672},15.55141824553718,null,15.55141824553718,13.478988304093566,1.7448509999999999,174.71244647424686,73.074428659649115,"G","G","G","|",".",".","."]
[4,7,17,{"$f":"INDEX(Assump!$C$30:$N$30,$A6165)*INDEX(Assump!$C$56:$FN$56,($B6165-1)*Hrs_in_dy+$C6165)","v":0.5538072646887986},{"$f":"INDEX(ePrice!$F6166:$K6166,P_Off)*EPrice_Fac","v":134.0055902430795},15.55141824553718,null,15.55141824553718,13.478988304093566,1.7448509999999999,151.06768534203704,73.074428659649115,"G","G","G","|",".",".","."]
[4,6,8,{"$f":"INDEX(Assump!$C$30:$N$30,$A6180)*INDEX(Assump!$C$56:$FN$56,($B6180-1)*Hrs_in_dy+$C6180)","v":0.5538072646887986},{"$f":"INDEX(ePrice!$F6181:$K6181,P_Off)*EPrice_Fac","v":82.069190603155718},15.55141824553718,null,15.55141824553718,13.478988304093566,1.7448509999999999,98.606675604740303,73.074428659649115,"G","G","G","|",".",".","."]
[4,6,19,{"$f":"INDEX(Assump!$C$30:$N$30,$A6191)*INDEX(Assump!$C$56:$FN$56,($B6191-1)*Hrs_in_dy+$C6191)","v":0.5538072646887986},{"$f":"INDEX(ePrice!$F6192:$K6192,P_Off)*EPrice_Fac","v":107.80390162303621},15.55141824553718,null,15.55141824553718,13.478988304093566,1.7448509999999999,124.60133320057918,73.074428659649115,"G","G","G","|",".",".","."]
[4,6,24,{"$f":"INDEX(Assump!$C$30:$N$30,$A6196)*INDEX(Assump!$C$56:$FN$56,($B6196-1)*Hrs_in_dy+$C6196)","v":0.5538072646887986},{"$f":"INDEX(ePrice!$F6197:$K6197,P_Off)*EPrice_Fac","v":98.218125066967232},15.55141824553718,null,15.55141824553718,13.478988304093566,1.7448509999999999,114.91873061869133,73.074428659649115,"G","G","G","|",".",".","."]
[4,7,11,{"$f":"INDEX(Assump!$C$30:$N$30,$A6207)*INDEX(Assump!$C$56:$FN$56,($B6207-1)*Hrs_in_dy+$C6207)","v":0.5538072646887986},{"$f":"INDEX(ePrice!$F6208:$K6208,P_Off)*EPrice_Fac","v":80.770143824521028},15.55141824553718,null,15.55141824553718,13.478988304093566,1.7448509999999999,97.294507141472934,73.074428659649115,"G","G","G","|",".",".","."]
[4,1,2,{"$f":"INDEX(Assump!$C$30:$N$30,$A6222)*INDEX(Assump!$C$56:$FN$56,($B6222-1)*Hrs_in_dy+$C6222)","v":0.5538072646887986},{"$f":"INDEX(ePrice!$F6223:$K6223,P_Off)*EPrice_Fac","v":94.482304265664879},15.55141824553718,null,15.55141824553718,13.478988304093566,1.7448509999999999,111.14517425373946,73.074428659649115,"G","G","G","|",".",".","."]
[4,1,8,{"$f":"INDEX(Assump!$C$30:$N$30,$A6228)*INDEX(Assump!$C$56:$FN$56,($B6228-1)*Hrs_in_dy+$C6228)","v":0.5538072646887986},{"$f":"INDEX(ePrice!$F6229:$K6229,P_Off)*EPrice_Fac","v":117.94156079747941},15.55141824553718,null,15.55141824553718,13.478988304093566,1.7448509999999999,134.84139297274402,73.074428659649115,"G","G","G","|",".",".","."]
[4,1,17,{"$f":"INDEX(Assump!$C$30:$N$30,$A6237)*INDEX(Assump!$C$56:$FN$56,($B6237-1)*Hrs_in_dy+$C6237)","v":0.5538072646887986},{"$f":"INDEX(ePrice!$F6238:$K6238,P_Off)*EPrice_Fac","v":104.79826397835205},15.55141824553718,null,15.55141824553718,13.478988304093566,1.7448509999999999,121.56533557968609,73.074428659649115,"G","G","G","|",".",".","."]
[4,1,22,{"$f":"INDEX(Assump!$C$30:$N$30,$A6242)*INDEX(Assump!$C$56:$FN$56,($B6242-1)*Hrs_in_dy+$C6242)","v":0.5538072646887986},{"$f":"INDEX(ePrice!$F6243:$K6243,P_Off)*EPrice_Fac","v":143.85457235560389},15.55141824553718,null,15.55141824553718,13.478988304093566,1.7448509999999999,161.01615212236473,73.074428659649115,"G","G","G","|",".",".","."]
[4,2,9,{"$f":"INDEX(Assump!$C$30:$N$30,$A6253)*INDEX(Assump!$C$56:$FN$56,($B6253-1)*Hrs_in_dy+$C6253)","v":0.5538072646887986},{"$f":"INDEX(ePrice!$F6254:$K6254,P_Off)*EPrice_Fac","v":141.26496930015568},15.55141824553718,null,15.55141824553718,13.478988304093566,1.7448509999999999,158.40039146029582,73.074428659649115,"G","G","G","|",".",".","."]
[4,2,24,{"$f":"INDEX(Assump!$C$30:$N$30,$A6268)*INDEX(Assump!$C$56:$FN$56,($B6268-1)*Hrs_in_dy+$C6268)","v":0.5538072646887986},{"$f":"INDEX(ePrice!$F6269:$K6269,P_Off)*EPrice_Fac","v":123.92736458138428},15.55141824553718,null,15.55141824553718,13.478988304093566,1.7448509999999999,140.88765942113281,73.074428659649115,"G","G","G","|",".",".","."]
[4,3,5,{"$f":"INDEX(Assump!$C$30:$N$30,$A6273)*INDEX(Assump!$C$56:$FN$56,($B6273-1)*Hrs_in_dy+$C6273)","v":0.5538072646887986},{"$f":"INDEX(ePrice!$F6274:$K6274,P_Off)*EPrice_Fac","v":102.97280608680659},15.55141824553718,null,15.55141824553718,13.478988304093566,1.7448509999999999,119.72143871953915,73.074428659649115,"G","G","G","|",".",".","."]
[4,3,22,{"$f":"INDEX(Assump!$C$30:$N$30,$A6290)*INDEX(Assump!$C$56:$FN$56,($B6290-1)*Hrs_in_dy+$C6290)","v":0.5538072646887986},{"$f":"INDEX(ePrice!$F6291:$K6291,P_Off)*EPrice_Fac","v":103.30393565783112},15.55141824553718,null,15.55141824553718,13.478988304093566,1.7448509999999999,120.05591303370535,73.074428659649115,"G","G","G","|",".",".","."]
[5,4,6,{"$f":"INDEX(Assump!$C$30:$N$30,$A6298)*INDEX(Assump!$C$56:$FN$56,($B6298-1)*Hrs_in_dy+$C6298)","v":0.41205290112198351},{"$f":"INDEX(ePrice!$F6299:$K6299,P_Off)*EPrice_Fac","v":81.797494544879171},15.55141824553718,null,15.55141824553718,13.478988304093566,1.7448509999999999,98.332235141834701,73.074428659649115,"G","G","G","|",".",".","."]
[5,4,11,{"$f":"INDEX(Assump!$C$30:$N$30,$A6303)*INDEX(Assump!$C$56:$FN$56,($B6303-1)*Hrs_in_dy+$C6303)","v":0.41205290112198351},{"$f":"INDEX(ePrice!$F6304:$K6304,P_Off)*EPrice_Fac","v":110.24916614752502},15.55141824553718,null,15.55141824553718,13.478988304093566,1.7448509999999999,127.0712973667295,73.074428659649115,"G","G","G","|",".",".","."]
[5,4,22,{"$f":"INDEX(Assump!$C$30:$N$30,$A6314)*INDEX(Assump!$C$56:$FN$56,($B6314-1)*Hrs_in_dy+$C6314)","v":0.41205290112198351},{"$f":"INDEX(ePrice!$F6315:$K6315,P_Off)*EPrice_Fac","v":110.52935270762271},15.55141824553718,null,15.55141824553718,13.478988304093566,1.7448509999999999,127.3543140941009,73.074428659649115,"G","G","G","|",".",".","."]
[5,5,13,{"$f":"INDEX(Assump!$C$30:$N$30,$A6329)*INDEX(Assump!$C$56:$FN$56,($B6329-1)*Hrs_in_dy+$C6329)","v":0.41205290112198351},{"$f":"INDEX(ePrice!$F6330:$K6330,P_Off)*EPrice_Fac","v":110.2661471511673},15.55141824553718,null,15.55141824553718,13.478988304093566,1.7448509999999999,127.0884498956611,73.074428659649115,"G","G","G","|",".",".","."]
[5,5,24,{"$f":"INDEX(Assump!$C$30:$N$30,$A6340)*INDEX(Assump!$C$56:$FN$56,($B6340-1)*Hrs_in_dy+$C6340)","v":0.41205290112198351},{"$f":"INDEX(ePrice!$F6341:$K6341,P_Off)*EPrice_Fac","v":109.8331315582891},15.55141824553718,null,15.55141824553718,13.478988304093566,1.7448509999999999,126.65106040790533,73.074428659649115,"G","G","G","|",".",".","."]
[5,6,8,{"$f":"INDEX(Assump!$C$30:$N$30,$A6348)*INDEX(Assump!$C$56:$FN$56,($B6348-1)*Hrs_in_dy+$C6348)","v":0.41205290112198351},{"$f":"INDEX(ePrice!$F6349:$K6349,P_Off)*EPrice_Fac","v":102.30205644293639},15.55141824553718,null,15.55141824553718,13.478988304093566,1.7448509999999999,119.04391382674098,73.074428659649115,"G","G","G","|",".",".","."]
[5,6,19,{"$f":"INDEX(Assump!$C$30:$N$30,$A6359)*INDEX(Assump!$C$56:$FN$56,($B6359-1)*Hrs_in_dy+$C6359)","v":0.41205290112198351},{"$f":"INDEX(ePrice!$F6360:$K6360,P_Off)*EPrice_Fac","v":104.1784573454087},15.55141824553718,null,15.55141824553718,13.478988304093566,1.7448509999999999,120.93926827368271,73.074428659649115,"G","G","G","|",".",".","."]
[5,6,20,{"$f":"INDEX(Assump!$C$30:$N$30,$A6360)*INDEX(Assump!$C$56:$FN$56,($B6360-1)*Hrs_in_dy+$C6360)","v":0.41205290112198351},{"$f":"INDEX(ePrice!$F6361:$K6361,P_Off)*EPrice_Fac","v":106.92937993545861},15.55141824553718,null,15.55141824553718,13.478988304093566,1.7448509999999999,123.71797796060181,73.074428659649115,"G","G","G","|",".",".","."]
[5,7,11,{"$f":"INDEX(Assump!$C$30:$N$30,$A6375)*INDEX(Assump!$C$56:$FN$56,($B6375-1)*Hrs_in_dy+$C6375)","v":0.41205290112198351},{"$f":"INDEX(ePrice!$F6376:$K6376,P_Off)*EPrice_Fac","v":94.711547814835711},15.55141824553718,null,15.55141824553718,13.478988304093566,1.7448509999999999,111.37673339431605,73.074428659649115,"G","G","G","|",".",".","."]
[5,7,16,{"$f":"INDEX(Assump!$C$30:$N$30,$A6380)*INDEX(Assump!$C$56:$FN$56,($B6380-1)*Hrs_in_dy+$C6380)","v":0.41205290112198351},{"$f":"INDEX(ePrice!$F6381:$K6381,P_Off)*EPrice_Fac","v":97.725675961341011},15.55141824553718,null,15.55141824553718,13.478988304093566,1.7448509999999999,114.42130727967493,73.074428659649115,"G","G","G","|",".",".","."]
[4,1,3,{"$f":"INDEX(Assump!$C$30:$N$30,$A6391)*INDEX(Assump!$C$56:$FN$56,($B6391-1)*Hrs_in_dy+$C6391)","v":0.5538072646887986},{"$f":"INDEX(ePrice!$F6392:$K6392,P_Off)*EPrice_Fac","v":83.219878786588922},15.55141824553718,null,15.55141824553718,13.478988304093566,1.7448509999999999,99.768986901137481,73.074428659649115,"G","G","G","|",".",".","."]
[4,1,18,{"$f":"INDEX(Assump!$C$30:$N$30,$A6406)*INDEX(Assump!$C$56:$FN$56,($B6406-1)*Hrs_in_dy+$C6406)","v":0.5538072646887986},{"$f":"INDEX(ePrice!$F6407:$K6407,P_Off)*EPrice_Fac","v":108.81096827260572},15.55141824553718,null,{"$f":"SUM($F6406:$G6406)","v":15.55141824553718},13.478988304093566,1.7448509999999999,{"$f":"SUM(E6406,H6406)/COP_Elec","v":125.61857224054839},{"$f":"SUM(I6406:J6406)*GJ_MWh/COP_Other","v":73.074428659649115},"G","G","G","|",".",".","."]
[4,2,4,{"$f":"INDEX(Assump!$C$30:$N$30,$A6416)*INDEX(Assump!$C$56:$FN$56,($B6416-1)*Hrs_in_dy+$C6416)","v":0.5538072646887986},{"$f":"INDEX(ePrice!$F6417:$K6417,P_Off)*EPrice_Fac","v":76.710251739296311},15.55141824553718,null,15.55141824553718,13.478988304093566,1.7448509999999999,93.193606045286359,73.074428659649115,"G","G","G","|",".",".","."]
[4,2,9,{"$f":"INDEX(Assump!$C$30:$N$30,$A6421)*INDEX(Assump!$C$56:$FN$56,($B6421-1)*Hrs_in_dy+$C6421)","v":0.5538072646887986},{"$f":"INDEX(ePrice!$F6422:$K6422,P_Off)*EPrice_Fac","v":116.48010294497271},15.55141824553718,null,15.55141824553718,13.478988304093566,1.7448509999999999,133.36517291970696,73.074428659649115,"G","G","G","|",".",".","."]
[4,2,24,{"$f":"INDEX(Assump!$C$30:$N$30,$A6436)*INDEX(Assump!$C$56:$FN$56,($B6436-1)*Hrs_in_dy+$C6436)","v":0.5538072646887986},{"$f":"INDEX(ePrice!$F6437:$K6437,P_Off)*EPrice_Fac","v":106.73771822559769},15.55141824553718,null,15.55141824553718,13.478988304093566,1.7448509999999999,123.5243802738736,73.074428659649115,"G","G","G","|",".",".","."]
[4,3,11,{"$f":"INDEX(Assump!$C$30:$N$30,$A6447)*INDEX(Assump!$C$56:$FN$56,($B6447-1)*Hrs_in_dy+$C6447)","v":0.5538072646887986},{"$f":"INDEX(ePrice!$F6448:$K6448,P_Off)*EPrice_Fac","v":112.29579281970427},15.55141824553718,null,15.55141824553718,13.478988304093566,1.7448509999999999,129.13859703559743,73.074428659649115,"G","G","G","|",".",".","."]
[4,3,16,{"$f":"INDEX(Assump!$C$30:$N$30,$A6452)*INDEX(Assump!$C$56:$FN$56,($B6452-1)*Hrs_in_dy+$C6452)","v":0.5538072646887986},{"$f":"INDEX(ePrice!$F6453:$K6453,P_Off)*EPrice_Fac","v":96.289546256177402},15.55141824553718,null,15.55141824553718,13.478988304093566,1.7448509999999999,112.97067121385311,73.074428659649115,"G","G","G","|",".",".","."]
[4,4,3,{"$f":"INDEX(Assump!$C$30:$N$30,$A6463)*INDEX(Assump!$C$56:$FN$56,($B6463-1)*Hrs_in_dy+$C6463)","v":0.5538072646887986},{"$f":"INDEX(ePrice!$F6464:$K6464,P_Off)*EPrice_Fac","v":103.41673714725965},15.55141824553718,null,15.55141824553718,13.478988304093566,1.7448509999999999,120.16985393211802,73.074428659649115,"G","G","G","|",".",".","."]
[4,4,12,{"$f":"INDEX(Assump!$C$30:$N$30,$A6472)*INDEX(Assump!$C$56:$FN$56,($B6472-1)*Hrs_in_dy+$C6472)","v":0.5538072646887986},{"$f":"INDEX(ePrice!$F6473:$K6473,P_Off)*EPrice_Fac","v":123.70812058606144},15.55141824553718,null,15.55141824553718,13.478988304093566,1.7448509999999999,140.66620083999862,73.074428659649115,"G","G","G","|",".",".","."]
[4,4,22,{"$f":"INDEX(Assump!$C$30:$N$30,$A6482)*INDEX(Assump!$C$56:$FN$56,($B6482-1)*Hrs_in_dy+$C6482)","v":0.5538072646887986},{"$f":"INDEX(ePrice!$F6483:$K6483,P_Off)*EPrice_Fac","v":103.68140736602663},15.55141824553718,null,15.55141824553718,13.478988304093566,1.7448509999999999,120.43719758743819,73.074428659649115,"G","G","G","|",".",".","."]
[4,5,9,{"$f":"INDEX(Assump!$C$30:$N$30,$A6493)*INDEX(Assump!$C$56:$FN$56,($B6493-1)*Hrs_in_dy+$C6493)","v":0.5538072646887986},{"$f":"INDEX(ePrice!$F6494:$K6494,P_Off)*EPrice_Fac","v":97.990997662536557},15.55141824553718,null,15.55141824553718,13.478988304093566,1.7448509999999999,114.68930899805427,73.074428659649115,"G","G","G","|",".",".","."]
[4,5,14,{"$f":"INDEX(Assump!$C$30:$N$30,$A6498)*INDEX(Assump!$C$56:$FN$56,($B6498-1)*Hrs_in_dy+$C6498)","v":0.5538072646887986},{"$f":"INDEX(ePrice!$F6499:$K6499,P_Off)*EPrice_Fac","v":91.746040834010927},15.55141824553718,null,15.55141824553718,13.478988304093566,1.7448509999999999,108.38127179752334,73.074428659649115,"G","G","G","|",".",".","."]
[4,6,5,{"$f":"INDEX(Assump!$C$30:$N$30,$A6513)*INDEX(Assump!$C$56:$FN$56,($B6513-1)*Hrs_in_dy+$C6513)","v":0.5538072646887986},{"$f":"INDEX(ePrice!$F6514:$K6514,P_Off)*EPrice_Fac","v":79.728752567614976},15.55141824553718,null,15.55141824553718,13.478988304093566,1.7448509999999999,96.242596780961776,73.074428659649115,"G","G","G","|",".",".","."]
[4,6,16,{"$f":"INDEX(Assump!$C$30:$N$30,$A6524)*INDEX(Assump!$C$56:$FN$56,($B6524-1)*Hrs_in_dy+$C6524)","v":0.5538072646887986},{"$f":"INDEX(ePrice!$F6525:$K6525,P_Off)*EPrice_Fac","v":88.941796849456011},15.55141824553718,null,15.55141824553718,13.478988304093566,1.7448509999999999,105.54870211615474,73.074428659649115,"G","G","G","|",".",".","."]
[4,6,22,{"$f":"INDEX(Assump!$C$30:$N$30,$A6530)*INDEX(Assump!$C$56:$FN$56,($B6530-1)*Hrs_in_dy+$C6530)","v":0.5538072646887986},{"$f":"INDEX(ePrice!$F6531:$K6531,P_Off)*EPrice_Fac","v":95.501837271751882},15.55141824553718,null,15.55141824553718,13.478988304093566,1.7448509999999999,112.17500557301925,73.074428659649115,"G","G","G","|",".",".","."]
[4,7,7,{"$f":"INDEX(Assump!$C$30:$N$30,$A6539)*INDEX(Assump!$C$56:$FN$56,($B6539-1)*Hrs_in_dy+$C6539)","v":0.5538072646887986},{"$f":"INDEX(ePrice!$F6540:$K6540,P_Off)*EPrice_Fac","v":76.300643067395029},15.55141824553718,null,15.55141824553718,13.478988304093566,1.7448509999999999,92.779859912052729,73.074428659649115,"G","G","G","|",".",".","."]
[4,7,22,{"$f":"INDEX(Assump!$C$30:$N$30,$A6554)*INDEX(Assump!$C$56:$FN$56,($B6554-1)*Hrs_in_dy+$C6554)","v":0.5538072646887986},{"$f":"INDEX(ePrice!$F6555:$K6555,P_Off)*EPrice_Fac","v":113.14651852288387},15.55141824553718,null,15.55141824553718,13.478988304093566,1.7448509999999999,129.99791592769802,73.074428659649115,"G","G","G","|",".",".","."]
[4,1,3,{"$f":"INDEX(Assump!$C$30:$N$30,$A6559)*INDEX(Assump!$C$56:$FN$56,($B6559-1)*Hrs_in_dy+$C6559)","v":0.5538072646887986},{"$f":"INDEX(ePrice!$F6560:$K6560,P_Off)*EPrice_Fac","v":78.639944131384041},15.55141824553718,null,15.55141824553718,13.478988304093566,1.7448509999999999,95.142790279718398,73.074428659649115,"G","G","G","|",".",".","."]
[4,1,14,{"$f":"INDEX(Assump!$C$30:$N$30,$A6570)*INDEX(Assump!$C$56:$FN$56,($B6570-1)*Hrs_in_dy+$C6570)","v":0.5538072646887986},{"$f":"INDEX(ePrice!$F6571:$K6571,P_Off)*EPrice_Fac","v":113.35453801907478},15.55141824553718,null,15.55141824553718,13.478988304093566,1.7448509999999999,130.20803663092119,73.074428659649115,"G","G","G","|",".",".","."]
[4,2,5,{"$f":"INDEX(Assump!$C$30:$N$30,$A6585)*INDEX(Assump!$C$56:$FN$56,($B6585-1)*Hrs_in_dy+$C6585)","v":0.5538072646887986},{"$f":"INDEX(ePrice!$F6586:$K6586,P_Off)*EPrice_Fac","v":31.882908656622391},15.55141824553718,null,15.55141824553718,13.478988304093566,1.7448509999999999,47.913461517332898,73.074428659649115,"E","G","G","|",".",".","."]
[4,2,8,{"$f":"INDEX(Assump!$C$30:$N$30,$A6588)*INDEX(Assump!$C$56:$FN$56,($B6588-1)*Hrs_in_dy+$C6588)","v":0.5538072646887986},{"$f":"INDEX(ePrice!$F6589:$K6589,P_Off)*EPrice_Fac","v":91.142923536255083},15.55141824553718,null,15.55141824553718,13.478988304093566,1.7448509999999999,107.77206240585078,73.074428659649115,"G","G","G","|",".",".","."]
[4,2,20,{"$f":"INDEX(Assump!$C$30:$N$30,$A6600)*INDEX(Assump!$C$56:$FN$56,($B6600-1)*Hrs_in_dy+$C6600)","v":0.5538072646887986},{"$f":"INDEX(ePrice!$F6601:$K6601,P_Off)*EPrice_Fac","v":118.00348058524636},15.55141824553718,null,15.55141824553718,13.478988304093566,1.7448509999999999,134.90393821291266,73.074428659649115,"G","G","G","|",".",".","."]
[4,3,11,{"$f":"INDEX(Assump!$C$30:$N$30,$A6615)*INDEX(Assump!$C$56:$FN$56,($B6615-1)*Hrs_in_dy+$C6615)","v":0.5538072646887986},{"$f":"INDEX(ePrice!$F6616:$K6616,P_Off)*EPrice_Fac","v":125.35963870199974},15.55141824553718,null,15.55141824553718,13.478988304093566,1.7448509999999999,142.33440095710802,73.074428659649115,"G","G","G","|",".",".","."]
[4,3,12,{"$f":"INDEX(Assump!$C$30:$N$30,$A6616)*INDEX(Assump!$C$56:$FN$56,($B6616-1)*Hrs_in_dy+$C6616)","v":0.5538072646887986},{"$f":"INDEX(ePrice!$F6617:$K6617,P_Off)*EPrice_Fac","v":125.45299096236461},15.55141824553718,null,15.55141824553718,13.478988304093566,1.7448509999999999,142.42869616959777,73.074428659649115,"G","G","G","|",".",".","."]
[4,4,3,{"$f":"INDEX(Assump!$C$30:$N$30,$A6631)*INDEX(Assump!$C$56:$FN$56,($B6631-1)*Hrs_in_dy+$C6631)","v":0.5538072646887986},{"$f":"INDEX(ePrice!$F6632:$K6632,P_Off)*EPrice_Fac","v":103.51520977661528},15.55141824553718,null,15.55141824553718,13.478988304093566,1.7448509999999999,120.26932123449744,73.074428659649115,"G","G","G","|",".",".","."]
[4,4,8,{"$f":"INDEX(Assump!$C$30:$N$30,$A6636)*INDEX(Assump!$C$56:$FN$56,($B6636-1)*Hrs_in_dy+$C6636)","v":0.5538072646887986},{"$f":"INDEX(ePrice!$F6637:$K6637,P_Off)*EPrice_Fac","v":98.219024871913803},15.55141824553718,null,15.55141824553718,13.478988304093566,1.7448509999999999,114.91963951257675,73.074428659649115,"G","G","G","|",".",".","."]
[4,4,19,{"$f":"INDEX(Assump!$C$30:$N$30,$A6647)*INDEX(Assump!$C$56:$FN$56,($B6647-1)*Hrs_in_dy+$C6647)","v":0.5538072646887986},{"$f":"INDEX(ePrice!$F6648:$K6648,P_Off)*EPrice_Fac","v":94.640521557926334},15.55141824553718,null,15.55141824553718,13.478988304093566,1.7448509999999999,111.3049897004682,73.074428659649115,"G","G","G","|",".",".","."]
[4,5,11,{"$f":"INDEX(Assump!$C$30:$N$30,$A6663)*INDEX(Assump!$C$56:$FN$56,($B6663-1)*Hrs_in_dy+$C6663)","v":0.5538072646887986},{"$f":"INDEX(ePrice!$F6664:$K6664,P_Off)*EPrice_Fac","v":90.06003731602236},15.55141824553718,null,15.55141824553718,13.478988304093566,1.7448509999999999,106.67823794096923,73.074428659649115,"G","G","G","|",".",".","."]
[4,5,20,{"$f":"INDEX(Assump!$C$30:$N$30,$A6672)*INDEX(Assump!$C$56:$FN$56,($B6672-1)*Hrs_in_dy+$C6672)","v":0.5538072646887986},{"$f":"INDEX(ePrice!$F6673:$K6673,P_Off)*EPrice_Fac","v":103.73925520149102},15.55141824553718,null,15.55141824553718,13.478988304093566,1.7448509999999999,120.49562974447292,73.074428659649115,"G","G","G","|",".",".","."]
[4,6,1,{"$f":"INDEX(Assump!$C$30:$N$30,$A6677)*INDEX(Assump!$C$56:$FN$56,($B6677-1)*Hrs_in_dy+$C6677)","v":0.5538072646887986},{"$f":"INDEX(ePrice!$F6678:$K6678,P_Off)*EPrice_Fac","v":95.406010092918436},15.55141824553718,null,15.55141824553718,13.478988304093566,1.7448509999999999,112.07821044288445,73.074428659649115,"G","G","G","|",13.291374352531163,13.291374352531163,13.291374352531163]
[4,6,16,{"$f":"INDEX(Assump!$C$30:$N$30,$A6692)*INDEX(Assump!$C$56:$FN$56,($B6692-1)*Hrs_in_dy+$C6692)","v":0.5538072646887986},{"$f":"INDEX(ePrice!$F6693:$K6693,P_Off)*EPrice_Fac","v":108.22638718303011},15.55141824553718,null,15.55141824553718,13.478988304093566,1.7448509999999999,125.02808629148211,73.074428659649115,"G","G","G","|",".",".","."]
[4,7,3,{"$f":"INDEX(Assump!$C$30:$N$30,$A6703)*INDEX(Assump!$C$56:$FN$56,($B6703-1)*Hrs_in_dy+$C6703)","v":0.5538072646887986},{"$f":"INDEX(ePrice!$F6704:$K6704,P_Off)*EPrice_Fac","v":89.966685055657464},15.55141824553718,null,15.55141824553718,13.478988304093566,1.7448509999999999,106.58394272847944,73.074428659649115,"G","G","G","|",".",".","."]
[4,7,8,{"$f":"INDEX(Assump!$C$30:$N$30,$A6708)*INDEX(Assump!$C$56:$FN$56,($B6708-1)*Hrs_in_dy+$C6708)","v":0.5538072646887986},{"$f":"INDEX(ePrice!$F6709:$K6709,P_Off)*EPrice_Fac","v":81.639663431109199},15.55141824553718,null,15.55141824553718,13.478988304093566,1.7448509999999999,98.172809774390274,73.074428659649115,"G","G","G","|",".",".","."]
[4,7,21,{"$f":"INDEX(Assump!$C$30:$N$30,$A6721)*INDEX(Assump!$C$56:$FN$56,($B6721-1)*Hrs_in_dy+$C6721)","v":0.5538072646887986},{"$f":"INDEX(ePrice!$F6722:$K6722,P_Off)*EPrice_Fac","v":106.64562224085131},15.55141824553718,null,15.55141824553718,13.478988304093566,1.7448509999999999,123.43135402665504,73.074428659649115,"G","G","G","|",".",".","."]
[4,1,9,{"$f":"INDEX(Assump!$C$30:$N$30,$A6733)*INDEX(Assump!$C$56:$FN$56,($B6733-1)*Hrs_in_dy+$C6733)","v":0.5538072646887986},{"$f":"INDEX(ePrice!$F6734:$K6734,P_Off)*EPrice_Fac","v":118.83884605956878},15.55141824553718,null,15.55141824553718,13.478988304093566,1.7448509999999999,135.74774172232927,73.074428659649115,"G","G","G","|",".",".","."]
[4,1,14,{"$f":"INDEX(Assump!$C$30:$N$30,$A6738)*INDEX(Assump!$C$56:$FN$56,($B6738-1)*Hrs_in_dy+$C6738)","v":0.5538072646887986},{"$f":"INDEX(ePrice!$F6739:$K6739,P_Off)*EPrice_Fac","v":117.2868629412548},15.55141824553718,null,15.55141824553718,13.478988304093566,1.7448509999999999,134.1800820068606,73.074428659649115,"G","G","G","|",".",".","."]
[4,2,1,{"$f":"INDEX(Assump!$C$30:$N$30,$A6749)*INDEX(Assump!$C$56:$FN$56,($B6749-1)*Hrs_in_dy+$C6749)","v":0.5538072646887986},{"$f":"INDEX(ePrice!$F6750:$K6750,P_Off)*EPrice_Fac","v":58.455040456265586},15.55141824553718,null,15.55141824553718,13.478988304093566,1.7448509999999999,74.753998688689663,73.074428659649115,"G","G","G","|",11.629952558464769,13.291374352531163,13.291374352531163]
[4,2,6,{"$f":"INDEX(Assump!$C$30:$N$30,$A6754)*INDEX(Assump!$C$56:$FN$56,($B6754-1)*Hrs_in_dy+$C6754)","v":0.5538072646887986},{"$f":"INDEX(ePrice!$F6755:$K6755,P_Off)*EPrice_Fac","v":46.532580547367949},15.55141824553718,null,15.55141824553718,13.478988304093566,1.7448509999999999,62.711109891823362,73.074428659649115,"E","G","G","|",".",".","."]
[4,2,21,{"$f":"INDEX(Assump!$C$30:$N$30,$A6769)*INDEX(Assump!$C$56:$FN$56,($B6769-1)*Hrs_in_dy+$C6769)","v":0.5538072646887986},{"$f":"INDEX(ePrice!$F6770:$K6770,P_Off)*EPrice_Fac","v":130.85998697598927},15.55141824553718,null,15.55141824553718,13.478988304093566,1.7448509999999999,147.89030830457219,73.074428659649115,"G","G","G","|",".",".","."]
[4,3,2,{"$f":"INDEX(Assump!$C$30:$N$30,$A6774)*INDEX(Assump!$C$56:$FN$56,($B6774-1)*Hrs_in_dy+$C6774)","v":0.5538072646887986},{"$f":"INDEX(ePrice!$F6775:$K6775,P_Off)*EPrice_Fac","v":95.370708270497161},15.55141824553718,null,15.55141824553718,13.478988304093566,1.7448509999999999,112.04255203639832,73.074428659649115,"G","G","G","|",".",".","."]
[4,3,12,{"$f":"INDEX(Assump!$C$30:$N$30,$A6784)*INDEX(Assump!$C$56:$FN$56,($B6784-1)*Hrs_in_dy+$C6784)","v":0.5538072646887986},{"$f":"INDEX(ePrice!$F6785:$K6785,P_Off)*EPrice_Fac","v":113.85096967932267},15.55141824553718,null,15.55141824553718,13.478988304093566,1.7448509999999999,130.70948275238368,73.074428659649115,"G","G","G","|",".",".","."]
[4,3,23,{"$f":"INDEX(Assump!$C$30:$N$30,$A6795)*INDEX(Assump!$C$56:$FN$56,($B6795-1)*Hrs_in_dy+$C6795)","v":0.5538072646887986},{"$f":"INDEX(ePrice!$F6796:$K6796,P_Off)*EPrice_Fac","v":61.316789674428371},15.55141824553718,null,15.55141824553718,13.478988304093566,1.7448509999999999,77.644654464611676,73.074428659649115,"G","G","G","|",".",".","."]
[4,4,14,{"$f":"INDEX(Assump!$C$30:$N$30,$A6810)*INDEX(Assump!$C$56:$FN$56,($B6810-1)*Hrs_in_dy+$C6810)","v":0.5538072646887986},{"$f":"INDEX(ePrice!$F6811:$K6811,P_Off)*EPrice_Fac","v":101.98233577452842},15.55141824553718,null,15.55141824553718,13.478988304093566,1.7448509999999999,118.72096365663192,73.074428659649115,"G","G","G","|",".",".","."]
[4,4,19,{"$f":"INDEX(Assump!$C$30:$N$30,$A6815)*INDEX(Assump!$C$56:$FN$56,($B6815-1)*Hrs_in_dy+$C6815)","v":0.5538072646887986},{"$f":"INDEX(ePrice!$F6816:$K6816,P_Off)*EPrice_Fac","v":71.552701454753574},15.55141824553718,null,15.55141824553718,13.478988304093566,1.7448509999999999,87.983959293222981,73.074428659649115,"G","G","G","|",".",".","."]
[4,5,6,{"$f":"INDEX(Assump!$C$30:$N$30,$A6826)*INDEX(Assump!$C$56:$FN$56,($B6826-1)*Hrs_in_dy+$C6826)","v":0.5538072646887986},{"$f":"INDEX(ePrice!$F6827:$K6827,P_Off)*EPrice_Fac","v":29.281346232236167},15.55141824553718,null,15.55141824553718,13.478988304093566,1.7448509999999999,45.285620684619538,73.074428659649115,"E","G","G","|",".",".","."]
[4,5,21,{"$f":"INDEX(Assump!$C$30:$N$30,$A6841)*INDEX(Assump!$C$56:$FN$56,($B6841-1)*Hrs_in_dy+$C6841)","v":0.5538072646887986},{"$f":"INDEX(ePrice!$F6842:$K6842,P_Off)*EPrice_Fac","v":109.66151235994329},15.55141824553718,null,15.55141824553718,13.478988304093566,1.7448509999999999,126.4777076823035,73.074428659649115,"G","G","G","|",".",".","."]
[4,6,1,{"$f":"INDEX(Assump!$C$30:$N$30,$A6845)*INDEX(Assump!$C$56:$FN$56,($B6845-1)*Hrs_in_dy+$C6845)","v":0.5538072646887986},{"$f":"INDEX(ePrice!$F6846:$K6846,P_Off)*EPrice_Fac","v":54.911495186126707},15.55141824553718,null,15.55141824553718,13.478988304093566,1.7448509999999999,71.174660031983734,73.074428659649115,"E","G","G","|",8.3071089703319814,13.291374352531163,13.291374352531163]
[4,6,12,{"$f":"INDEX(Assump!$C$30:$N$30,$A6856)*INDEX(Assump!$C$56:$FN$56,($B6856-1)*Hrs_in_dy+$C6856)","v":0.5538072646887986},{"$f":"INDEX(ePrice!$F6857:$K6857,P_Off)*EPrice_Fac","v":61.119427659382659},15.55141824553718,null,15.55141824553718,13.478988304093566,1.7448509999999999,77.445298893858435,73.074428659649115,"G","G","G","|",".",".","."]
[5,7,3,{"$f":"INDEX(Assump!$C$30:$N$30,$A6871)*INDEX(Assump!$C$56:$FN$56,($B6871-1)*Hrs_in_dy+$C6871)","v":0.41205290112198351},{"$f":"INDEX(ePrice!$F6872:$K6872,P_Off)*EPrice_Fac","v":58.517837461052856},15.55141824553718,null,15.55141824553718,13.478988304093566,1.7448509999999999,74.817430006656608,73.074428659649115,"G","G","G","|",".",".","."]
[5,7,4,{"$f":"INDEX(Assump!$C$30:$N$30,$A6872)*INDEX(Assump!$C$56:$FN$56,($B6872-1)*Hrs_in_dy+$C6872)","v":0.41205290112198351},{"$f":"INDEX(ePrice!$F6873:$K6873,P_Off)*EPrice_Fac","v":54.33735114235737},15.55141824553718,null,15.55141824553718,13.478988304093566,1.7448509999999999,70.594716553428839,73.074428659649115,"E","G","G","|",".",".","."]
[5,7,19,{"$f":"INDEX(Assump!$C$30:$N$30,$A6887)*INDEX(Assump!$C$56:$FN$56,($B6887-1)*Hrs_in_dy+$C6887)","v":0.41205290112198351},{"$f":"INDEX(ePrice!$F6888:$K6888,P_Off)*EPrice_Fac","v":120.90217621686483},15.55141824553718,null,15.55141824553718,13.478988304093566,1.7448509999999999,137.83191359838588,73.074428659649115,"G","G","G","|",".",".","."]
[5,7,24,{"$f":"INDEX(Assump!$C$30:$N$30,$A6892)*INDEX(Assump!$C$56:$FN$56,($B6892-1)*Hrs_in_dy+$C6892)","v":0.41205290112198351},{"$f":"INDEX(ePrice!$F6893:$K6893,P_Off)*EPrice_Fac","v":61.917846720249386},15.55141824553718,null,15.55141824553718,13.478988304093566,1.7448509999999999,78.251782793723805,73.074428659649115,"G","G","G","|",".",".","."]
[4,5,15,{"$f":"INDEX(Assump!$C$30:$N$30,$A6907)*INDEX(Assump!$C$56:$FN$56,($B6907-1)*Hrs_in_dy+$C6907)","v":0.5538072646887986},{"$f":"INDEX(ePrice!$F6908:$K6908,P_Off)*EPrice_Fac","v":52.417556996003654},15.55141824553718,null,15.55141824553718,13.478988304093566,1.7448509999999999,68.65553054701094,73.074428659649115,"E","G","G","|",".",".","."]
[4,6,1,{"$f":"INDEX(Assump!$C$30:$N$30,$A6917)*INDEX(Assump!$C$56:$FN$56,($B6917-1)*Hrs_in_dy+$C6917)","v":0.5538072646887986},{"$f":"INDEX(ePrice!$F6918:$K6918,P_Off)*EPrice_Fac","v":54.274554137570107},{"$f":"Nwk_Elec_Var","v":15.55141824553718},null,15.55141824553718,{"$f":"IF(Other_fuel=\"Gas\",\nCHOOSE(Gas_price_option,Other_fuel_price_wholesale_flex,Gas_elec_m*$E6917+Gas_elec_c),\nOther_fuel_price_wholesale_flex)","v":13.478988304093566},{"$f":"IF(Other_fuel=\"Gas\",Nwk_Gas_Var,0)","v":1.7448509999999999},70.531285235461908,73.074428659649115,{"$f":"IF(K6917<L6917,ID_E,ID_O)","v":"E"},{"$f":"IF($C6917=1,IF(SUM($D6917:$D6940)=0,\".\",IF(SUMPRODUCT($K6917:$K6940,$D6917:$D6940)<SUMPRODUCT($L6917:$L6940,$D6917:$D6940),ID_E,ID_O)),N6916)","v":"G"},{"$f":"IF(SUM($B6917:$C6917)=2,IF(SUMPRODUCT($K6917:$K7084,$D6917:$D7084)<SUMPRODUCT($L6917:$L7084,$D6917:$D7084),ID_E,ID_O),O6916)","v":"G"},"|",{"$f":"IF($C6917=1,SUMIFS($D6917:$D6940,M6917:M6940,ID_O),\".\")","v":7.1994944409543837},{"$f":"IF($C6917=1,SUMIFS($D6917:$D6940,N6917:N6940,ID_O),\".\")","v":13.291374352531163},{"$f":"IF($C6917=1,SUMIFS($D6917:$D6940,O6917:O6940,ID_O),\".\")","v":13.291374352531163}]
[4,6,6,{"$f":"INDEX(Assump!$C$30:$N$30,$A6922)*INDEX(Assump!$C$56:$FN$56,($B6922-1)*Hrs_in_dy+$C6922)","v":0.5538072646887986},{"$f":"INDEX(ePrice!$F6923:$K6923,P_Off)*EPrice_Fac","v":40.907763118565235},15.55141824553718,null,15.55141824553718,13.478988304093566,1.7448509999999999,57.02947612535597,73.074428659649115,"E","G","G","|",".",".","."]
[4,6,17,{"$f":"INDEX(Assump!$C$30:$N$30,$A6933)*INDEX(Assump!$C$56:$FN$56,($B6933-1)*Hrs_in_dy+$C6933)","v":0.5538072646887986},{"$f":"INDEX(ePrice!$F6934:$K6934,P_Off)*EPrice_Fac","v":52.211223980274056},15.55141824553718,null,15.55141824553718,13.478988304093566,1.7448509999999999,68.447113359405293,73.074428659649115,"E","G","G","|",".",".","."]
[4,7,8,{"$f":"INDEX(Assump!$C$30:$N$30,$A6948)*INDEX(Assump!$C$56:$FN$56,($B6948-1)*Hrs_in_dy+$C6948)","v":0.5538072646887986},{"$f":"INDEX(ePrice!$F6949:$K6949,P_Off)*EPrice_Fac","v":78.541110987508475},15.55141824553718,null,15.55141824553718,13.478988304093566,1.7448509999999999,95.042958821258239,73.074428659649115,"G","G","G","|",".",".","."]
[4,7,19,{"$f":"INDEX(Assump!$C$30:$N$30,$A6959)*INDEX(Assump!$C$56:$FN$56,($B6959-1)*Hrs_in_dy+$C6959)","v":0.5538072646887986},{"$f":"INDEX(ePrice!$F6960:$K6960,P_Off)*EPrice_Fac","v":66.600709077243053},15.55141824553718,null,15.55141824553718,13.478988304093566,1.7448509999999999,82.981946790687104,73.074428659649115,"G","G","G","|",".",".","."]
[4,1,1,{"$f":"INDEX(Assump!$C$30:$N$30,$A6965)*INDEX(Assump!$C$56:$FN$56,($B6965-1)*Hrs_in_dy+$C6965)","v":0.5538072646887986},{"$f":"INDEX(ePrice!$F6966:$K6966,P_Off)*EPrice_Fac","v":60.303066597148138},15.55141824553718,null,15.55141824553718,13.478988304093566,1.7448509999999999,76.62069176028821,73.074428659649115,"G","G","G","|",10.522338029087173,13.291374352531163,13.291374352531163]
[4,1,14,{"$f":"INDEX(Assump!$C$30:$N$30,$A6978)*INDEX(Assump!$C$56:$FN$56,($B6978-1)*Hrs_in_dy+$C6978)","v":0.5538072646887986},{"$f":"INDEX(ePrice!$F6979:$K6979,P_Off)*EPrice_Fac","v":69.821298322761677},15.55141824553718,null,15.55141824553718,13.478988304093566,1.7448509999999999,86.235067240705916,73.074428659649115,"G","G","G","|",".",".","."]
[4,2,1,{"$f":"INDEX(Assump!$C$30:$N$30,$A6989)*INDEX(Assump!$C$56:$FN$56,($B6989-1)*Hrs_in_dy+$C6989)","v":0.5538072646887986},{"$f":"INDEX(ePrice!$F6990:$K6990,P_Off)*EPrice_Fac","v":97.075198400437372},15.55141824553718,null,15.55141824553718,13.478988304093566,1.7448509999999999,113.76425923835814,73.074428659649115,"G","G","G","|",8.8609162350207793,13.291374352531163,13.291374352531163]
[4,2,6,{"$f":"INDEX(Assump!$C$30:$N$30,$A6994)*INDEX(Assump!$C$56:$FN$56,($B6994-1)*Hrs_in_dy+$C6994)","v":0.5538072646887986},{"$f":"INDEX(ePrice!$F6995:$K6995,P_Off)*EPrice_Fac","v":29.855490276005504},15.55141824553718,null,15.55141824553718,13.478988304093566,1.7448509999999999,45.865564163174426,73.074428659649115,"E","G","G","|",".",".","."]
[4,2,17,{"$f":"INDEX(Assump!$C$30:$N$30,$A7005)*INDEX(Assump!$C$56:$FN$56,($B7005-1)*Hrs_in_dy+$C7005)","v":0.5538072646887986},{"$f":"INDEX(ePrice!$F7006:$K7006,P_Off)*EPrice_Fac","v":62.788033786587285},15.55141824553718,null,15.55141824553718,13.478988304093566,1.7448509999999999,79.130759628408555,73.074428659649115,"G","G","G","|",".",".","."]
[4,2,22,{"$f":"INDEX(Assump!$C$30:$N$30,$A7010)*INDEX(Assump!$C$56:$FN$56,($B7010-1)*Hrs_in_dy+$C7010)","v":0.5538072646887986},{"$f":"INDEX(ePrice!$F7011:$K7011,P_Off)*EPrice_Fac","v":109.25781732916798},15.55141824553718,null,15.55141824553718,13.478988304093566,1.7448509999999999,126.0699349239446,73.074428659649115,"G","G","G","|",".",".","."]
[4,3,13,{"$f":"INDEX(Assump!$C$30:$N$30,$A7025)*INDEX(Assump!$C$56:$FN$56,($B7025-1)*Hrs_in_dy+$C7025)","v":0.5538072646887986},{"$f":"INDEX(ePrice!$F7026:$K7026,P_Off)*EPrice_Fac","v":60.338950599883717},15.55141824553718,null,15.55141824553718,13.478988304093566,1.7448509999999999,76.656938227697879,73.074428659649115,"G","G","G","|",".",".","."]
[4,3,19,{"$f":"INDEX(Assump!$C$30:$N$30,$A7031)*INDEX(Assump!$C$56:$FN$56,($B7031-1)*Hrs_in_dy+$C7031)","v":0.5538072646887986},{"$f":"INDEX(ePrice!$F7032:$K7032,P_Off)*EPrice_Fac","v":178.19098658422394},15.55141824553718,null,15.55141824553718,13.478988304093566,1.7448509999999999,195.69939881794053,73.074428659649115,"G","G","G","|",".",".","."]
[4,4,4,{"$f":"INDEX(Assump!$C$30:$N$30,$A7040)*INDEX(Assump!$C$56:$FN$56,($B7040-1)*Hrs_in_dy+$C7040)","v":0.5538072646887986},{"$f":"INDEX(ePrice!$F7041:$K7041,P_Off)*EPrice_Fac","v":66.286724053306699},15.55141824553718,null,15.55141824553718,13.478988304093566,1.7448509999999999,82.664790200852408,73.074428659649115,"G","G","G","|",".",".","."]
[4,4,19,{"$f":"INDEX(Assump!$C$30:$N$30,$A7055)*INDEX(Assump!$C$56:$FN$56,($B7055-1)*Hrs_in_dy+$C7055)","v":0.5538072646887986},{"$f":"INDEX(ePrice!$F7056:$K7056,P_Off)*EPrice_Fac","v":80.003384098983517},15.55141824553718,null,15.55141824553718,13.478988304093566,1.7448509999999999,96.520002368202725,73.074428659649115,"G","G","G","|",".",".","."]
[4,3,6,{"$f":"INDEX(Assump!$C$30:$N$30,$A7066)*INDEX(Assump!$C$56:$FN$56,($B7066-1)*Hrs_in_dy+$C7066)","v":0.5538072646887986},{"$f":"INDEX(ePrice!$F7067:$K7067,P_Off)*EPrice_Fac","v":29.613737673305746},15.55141824553718,null,15.55141824553718,13.478988304093566,1.7448509999999999,45.621369614992858,73.074428659649115,"E","G","G","|",".",".","."]
[4,3,11,{"$f":"INDEX(Assump!$C$30:$N$30,$A7071)*INDEX(Assump!$C$56:$FN$56,($B7071-1)*Hrs_in_dy+$C7071)","v":0.5538072646887986},{"$f":"INDEX(ePrice!$F7072:$K7072,P_Off)*EPrice_Fac","v":130.57464703729809},15.55141824553718,null,15.55141824553718,13.478988304093566,1.7448509999999999,147.60208614427805,73.074428659649115,"G","G","G","|",".",".","."]
[4,3,22,{"$f":"INDEX(Assump!$C$30:$N$30,$A7082)*INDEX(Assump!$C$56:$FN$56,($B7082-1)*Hrs_in_dy+$C7082)","v":0.5538072646887986},{"$f":"INDEX(ePrice!$F7083:$K7083,P_Off)*EPrice_Fac","v":155.5818032947563},15.55141824553718,null,15.55141824553718,13.478988304093566,1.7448509999999999,172.86183993969038,73.074428659649115,"G","G","G","|",".",".","."]
[4,4,5,{"$f":"INDEX(Assump!$C$30:$N$30,$A7089)*INDEX(Assump!$C$56:$FN$56,($B7089-1)*Hrs_in_dy+$C7089)","v":0.5538072646887986},{"$f":"INDEX(ePrice!$F7090:$K7090,P_Off)*EPrice_Fac","v":11.214832137390784},15.55141824553718,null,15.55141824553718,13.478988304093566,1.7448509999999999,27.036616548412084,73.074428659649115,"E","G","G","|",".",".","."]
[4,4,17,{"$f":"INDEX(Assump!$C$30:$N$30,$A7101)*INDEX(Assump!$C$56:$FN$56,($B7101-1)*Hrs_in_dy+$C7101)","v":0.5538072646887986},{"$f":"INDEX(ePrice!$F7102:$K7102,P_Off)*EPrice_Fac","v":62.997742874462908},15.55141824553718,null,15.55141824553718,13.478988304093566,1.7448509999999999,79.34258698989909,73.074428659649115,"G","G","G","|",".",".","."]
[4,5,4,{"$f":"INDEX(Assump!$C$30:$N$30,$A7112)*INDEX(Assump!$C$56:$FN$56,($B7112-1)*Hrs_in_dy+$C7112)","v":0.5538072646887986},{"$f":"INDEX(ePrice!$F7113:$K7113,P_Off)*EPrice_Fac","v":1.3710063737641548E-2},15.55141824553718,null,15.55141824553718,13.478988304093566,1.7448509999999999,15.722351827550325,73.074428659649115,"E","E","G","|",".",".","."]
[4,5,19,{"$f":"INDEX(Assump!$C$30:$N$30,$A7127)*INDEX(Assump!$C$56:$FN$56,($B7127-1)*Hrs_in_dy+$C7127)","v":0.5538072646887986},{"$f":"INDEX(ePrice!$F7128:$K7128,P_Off)*EPrice_Fac","v":86.43509683396114},15.55141824553718,null,15.55141824553718,13.478988304093566,1.7448509999999999,103.01668189848316,73.074428659649115,"G","E","G","|",".",".","."]
[4,5,20,{"$f":"INDEX(Assump!$C$30:$N$30,$A7128)*INDEX(Assump!$C$56:$FN$56,($B7128-1)*Hrs_in_dy+$C7128)","v":0.5538072646887986},{"$f":"INDEX(ePrice!$F7129:$K7129,P_Off)*EPrice_Fac","v":112.14832137390786},15.55141824553718,null,15.55141824553718,13.478988304093566,1.7448509999999999,128.98963597923742,73.074428659649115,"G","E","G","|",".",".","."]
[4,6,11,{"$f":"INDEX(Assump!$C$30:$N$30,$A7143)*INDEX(Assump!$C$56:$FN$56,($B7143-1)*Hrs_in_dy+$C7143)","v":0.5538072646887986},{"$f":"INDEX(ePrice!$F7144:$K7144,P_Off)*EPrice_Fac","v":67.41238339798349},15.55141824553718,null,15.55141824553718,13.478988304093566,1.7448509999999999,83.801819841940073,73.074428659649115,"G","G","G","|",".",".","."]
[4,6,24,{"$f":"INDEX(Assump!$C$30:$N$30,$A7156)*INDEX(Assump!$C$56:$FN$56,($B7156-1)*Hrs_in_dy+$C7156)","v":0.5538072646887986},{"$f":"INDEX(ePrice!$F7157:$K7157,P_Off)*EPrice_Fac","v":59.097229741103902},15.55141824553718,null,15.55141824553718,13.478988304093566,1.7448509999999999,75.402674733980888,73.074428659649115,"G","G","G","|",".",".","."]
[4,7,2,{"$f":"INDEX(Assump!$C$30:$N$30,$A7158)*INDEX(Assump!$C$56:$FN$56,($B7158-1)*Hrs_in_dy+$C7158)","v":0.5538072646887986},{"$f":"INDEX(ePrice!$F7159:$K7159,P_Off)*EPrice_Fac","v":51.289348442517024},15.55141824553718,null,15.55141824553718,13.478988304093566,1.7448509999999999,67.515925947529496,73.074428659649115,"E","E","G","|",".",".","."]
[4,7,17,{"$f":"INDEX(Assump!$C$30:$N$30,$A7173)*INDEX(Assump!$C$56:$FN$56,($B7173-1)*Hrs_in_dy+$C7173)","v":0.5538072646887986},{"$f":"INDEX(ePrice!$F7174:$K7174,P_Off)*EPrice_Fac","v":63.134843511839314},{"$f":"Nwk_Elec_Var","v":15.55141824553718},null,15.55141824553718,{"$f":"IF(Other_fuel=\"Gas\",\nCHOOSE(Gas_price_option,Other_fuel_price_wholesale_flex,Gas_elec_m*$E7173+Gas_elec_c),\nOther_fuel_price_wholesale_flex)","v":13.478988304093566},{"$f":"IF(Other_fuel=\"Gas\",Nwk_Gas_Var,0)","v":1.7448509999999999},79.481072482198485,73.074428659649115,{"$f":"IF(K7173<L7173,ID_E,ID_O)","v":"G"},{"$f":"IF($C7173=1,IF(SUM($D7173:$D7196)=0,\".\",IF(SUMPRODUCT($K7173:$K7196,$D7173:$D7196)<SUMPRODUCT($L7173:$L7196,$D7173:$D7196),ID_E,ID_O)),N7172)","v":"E"},{"$f":"IF(SUM($B7173:$C7173)=2,IF(SUMPRODUCT($K7173:$K7340,$D7173:$D7340)<SUMPRODUCT($L7173:$L7340,$D7173:$D7340),ID_E,ID_O),O7172)","v":"G"},"|",{"$f":"IF($C7173=1,SUMIFS($D7173:$D7196,M7173:M7196,ID_O),\".\")","v":"."},{"$f":"IF($C7173=1,SUMIFS($D7173:$D7196,N7173:N7196,ID_O),\".\")","v":"."},{"$f":"IF($C7173=1,SUMIFS($D7173:$D7196,O7173:O7196,ID_O),\".\")","v":"."}]
[4,7,22,{"$f":"INDEX(Assump!$C$30:$N$30,$A7178)*INDEX(Assump!$C$56:$FN$56,($B7178-1)*Hrs_in_dy+$C7178)","v":0.5538072646887986},{"$f":"INDEX(ePrice!$F7179:$K7179,P_Off)*EPrice_Fac","v":52.009126788743217},15.55141824553718,null,15.55141824553718,13.478988304093566,1.7448509999999999,68.242974782101413,73.074428659649115,"E","E","G","|",".",".","."]
[4,1,9,{"$f":"INDEX(Assump!$C$30:$N$30,$A7189)*INDEX(Assump!$C$56:$FN$56,($B7189-1)*Hrs_in_dy+$C7189)","v":0.5538072646887986},{"$f":"INDEX(ePrice!$F7190:$K7190,P_Off)*EPrice_Fac","v":50.939741817207171},15.55141824553718,null,15.55141824553718,13.478988304093566,1.7448509999999999,67.16278794216602,73.074428659649115,"E","E","E","|",".",".","."]
[4,1,24,{"$f":"INDEX(Assump!$C$30:$N$30,$A7204)*INDEX(Assump!$C$56:$FN$56,($B7204-1)*Hrs_in_dy+$C7204)","v":0.5538072646887986},{"$f":"INDEX(ePrice!$F7205:$K7205,P_Off)*EPrice_Fac","v":43.11129542301385},15.55141824553718,null,15.55141824553718,13.478988304093566,1.7448509999999999,59.255266331869727,73.074428659649115,"E","E","E","|",".",".","."]
[4,2,5,{"$f":"INDEX(Assump!$C$30:$N$30,$A7209)*INDEX(Assump!$C$56:$FN$56,($B7209-1)*Hrs_in_dy+$C7209)","v":0.5538072646887986},{"$f":"INDEX(ePrice!$F7210:$K7210,P_Off)*EPrice_Fac","v":12.304782204533291},15.55141824553718,null,15.55141824553718,13.478988304093566,1.7448509999999999,28.137576212192396,73.074428659649115,"E","G","E","|",".",".","."]
[4,2,15,{"$f":"INDEX(Assump!$C$30:$N$30,$A7219)*INDEX(Assump!$C$56:$FN$56,($B7219-1)*Hrs_in_dy+$C7219)","v":0.5538072646887986},{"$f":"INDEX(ePrice!$F7220:$K7220,P_Off)*EPrice_Fac","v":70.120120986167692},15.55141824553718,null,15.55141824553718,13.478988304093566,1.7448509999999999,86.536908314853406,73.074428659649115,"G","G","E","|",".",".","."]
[4,1,6,{"$f":"INDEX(Assump!$C$30:$N$30,$A7234)*INDEX(Assump!$C$56:$FN$56,($B7234-1)*Hrs_in_dy+$C7234)","v":0.5538072646887986},{"$f":"INDEX(ePrice!$F7235:$K7235,P_Off)*EPrice_Fac","v":61.232095515776138},15.55141824553718,null,15.55141824553718,13.478988304093566,1.7448509999999999,77.559104809407387,73.074428659649115,"G","E","E","|",".",".","."]
[4,1,17,{"$f":"INDEX(Assump!$C$30:$N$30,$A7245)*INDEX(Assump!$C$56:$FN$56,($B7245-1)*Hrs_in_dy+$C7245)","v":0.5538072646887986},{"$f":"INDEX(ePrice!$F7246:$K7246,P_Off)*EPrice_Fac","v":16.892620697581862},15.55141824553718,null,15.55141824553718,13.478988304093566,1.7448509999999999,32.771756508201051,73.074428659649115,"E","E","E","|",".",".","."]
[4,1,22,{"$f":"INDEX(Assump!$C$30:$N$30,$A7250)*INDEX(Assump!$C$56:$FN$56,($B7250-1)*Hrs_in_dy+$C7250)","v":0.5538072646887986},{"$f":"INDEX(ePrice!$F7251:$K7251,P_Off)*EPrice_Fac","v":66.167149814412042},15.55141824553718,null,15.55141824553718,13.478988304093566,1.7448509999999999,82.544008141362852,73.074428659649115,"G","E","E","|",".",".","."]
[4,2,13,{"$f":"INDEX(Assump!$C$30:$N$30,$A7265)*INDEX(Assump!$C$56:$FN$56,($B7265-1)*Hrs_in_dy+$C7265)","v":0.5538072646887986},{"$f":"INDEX(ePrice!$F7266:$K7266,P_Off)*EPrice_Fac","v":0.3040554781150076},15.55141824553718,null,15.55141824553718,13.478988304093566,1.7448509999999999,16.015630023891099,73.074428659649115,"E","E","E","|",".",".","."]
[4,2,14,{"$f":"INDEX(Assump!$C$30:$N$30,$A7266)*INDEX(Assump!$C$56:$FN$56,($B7266-1)*Hrs_in_dy+$C7266)","v":0.5538072646887986},{"$f":"INDEX(ePrice!$F7267:$K7267,P_Off)*EPrice_Fac","v":12.238232994129053},15.55141824553718,null,15.55141824553718,13.478988304093566,1.7448509999999999,28.07035478754165,73.074428659649115,"E","E","E","|",".",".","."]
[4,3,4,{"$f":"INDEX(Assump!$C$30:$N$30,$A7280)*INDEX(Assump!$C$56:$FN$56,($B7280-1)*Hrs_in_dy+$C7280)","v":0.5538072646887986},{"$f":"INDEX(ePrice!$F7281:$K7281,P_Off)*EPrice_Fac","v":73.195509135455097},15.55141824553718,null,15.55141824553718,13.478988304093566,1.7448509999999999,89.643360990901286,73.074428659649115,"G","E","E","|",".",".","."]
[4,3,15,{"$f":"INDEX(Assump!$C$30:$N$30,$A7291)*INDEX(Assump!$C$56:$FN$56,($B7291-1)*Hrs_in_dy+$C7291)","v":0.5538072646887986},{"$f":"INDEX(ePrice!$F7292:$K7292,P_Off)*EPrice_Fac","v":55.215305381538784},15.55141824553718,null,15.55141824553718,13.478988304093566,1.7448509999999999,71.481539017248451,73.074428659649115,"E","E","E","|",".",".","."]
[4,3,20,{"$f":"INDEX(Assump!$C$30:$N$30,$A7296)*INDEX(Assump!$C$56:$FN$56,($B7296-1)*Hrs_in_dy+$C7296)","v":0.5538072646887986},{"$f":"INDEX(ePrice!$F7297:$K7297,P_Off)*EPrice_Fac","v":118.06708104035063},15.55141824553718,null,15.55141824553718,13.478988304093566,1.7448509999999999,134.9681810968564,73.074428659649115,"G","E","E","|",".",".","."]
[4,4,11,{"$f":"INDEX(Assump!$C$30:$N$30,$A7311)*INDEX(Assump!$C$56:$FN$56,($B7311-1)*Hrs_in_dy+$C7311)","v":0.5538072646887986},{"$f":"INDEX(ePrice!$F7312:$K7312,P_Off)*EPrice_Fac","v":67.693274425720048},15.55141824553718,null,15.55141824553718,13.478988304093566,1.7448509999999999,84.08554815278508,73.074428659649115,"G","E","E","|",".",".","."]
[4,4,22,{"$f":"INDEX(Assump!$C$30:$N$30,$A7322)*INDEX(Assump!$C$56:$FN$56,($B7322-1)*Hrs_in_dy+$C7322)","v":0.5538072646887986},{"$f":"INDEX(ePrice!$F7323:$K7323,P_Off)*EPrice_Fac","v":24.213341055273968},15.55141824553718,null,15.55141824553718,13.478988304093566,1.7448509999999999,40.166423536172879,73.074428659649115,"E","E","E","|",".",".","."]
[4,5,3,{"$f":"INDEX(Assump!$C$30:$N$30,$A7327)*INDEX(Assump!$C$56:$FN$56,($B7327-1)*Hrs_in_dy+$C7327)","v":0.5538072646887986},{"$f":"INDEX(ePrice!$F7328:$K7328,P_Off)*EPrice_Fac","v":13.384288257793314},15.55141824553718,null,15.55141824553718,13.478988304093566,1.7448509999999999,29.227986367000497,73.074428659649115,"E","G","E","|",".",".","."]
[4,5,18,{"$f":"INDEX(Assump!$C$30:$N$30,$A7342)*INDEX(Assump!$C$56:$FN$56,($B7342-1)*Hrs_in_dy+$C7342)","v":0.5538072646887986},{"$f":"INDEX(ePrice!$F7343:$K7343,P_Off)*EPrice_Fac","v":51.958403433268408},15.55141824553718,null,15.55141824553718,13.478988304093566,1.7448509999999999,68.191739069500599,73.074428659649115,"E","G","E","|",".",".","."]
[4,6,4,{"$f":"INDEX(Assump!$C$30:$N$30,$A7352)*INDEX(Assump!$C$56:$FN$56,($B7352-1)*Hrs_in_dy+$C7352)","v":0.5538072646887986},{"$f":"INDEX(ePrice!$F7353:$K7353,P_Off)*EPrice_Fac","v":29.516770260087657},15.55141824553718,null,15.55141824553718,13.478988304093566,1.7448509999999999,45.52342273295438,73.074428659649115,"E","G","E","|",".",".","."]
[4,6,9,{"$f":"INDEX(Assump!$C$30:$N$30,$A7357)*INDEX(Assump!$C$56:$FN$56,($B7357-1)*Hrs_in_dy+$C7357)","v":0.5538072646887986},{"$f":"INDEX(ePrice!$F7358:$K7358,P_Off)*EPrice_Fac","v":93.631545597223393},15.55141824553718,null,15.55141824553718,13.478988304093566,1.7448509999999999,110.28582206339452,73.074428659649115,"G","G","E","|",".",".","."]
[4,6,20,{"$f":"INDEX(Assump!$C$30:$N$30,$A7368)*INDEX(Assump!$C$56:$FN$56,($B7368-1)*Hrs_in_dy+$C7368)","v":0.5538072646887986},{"$f":"INDEX(ePrice!$F7369:$K7369,P_Off)*EPrice_Fac","v":144.09890774358166},15.55141824553718,null,15.55141824553718,13.478988304093566,1.7448509999999999,161.26295554456448,73.074428659649115,"G","G","E","|",".",".","."]
[4,7,11,{"$f":"INDEX(Assump!$C$30:$N$30,$A7383)*INDEX(Assump!$C$56:$FN$56,($B7383-1)*Hrs_in_dy+$C7383)","v":0.5538072646887986},{"$f":"INDEX(ePrice!$F7384:$K7384,P_Off)*EPrice_Fac","v":86.895547312829379},15.55141824553718,null,15.55141824553718,13.478988304093566,1.7448509999999999,103.48178339228946,73.074428659649115,"G","G","E","|",".",".","."]
[4,7,16,{"$f":"INDEX(Assump!$C$30:$N$30,$A7388)*INDEX(Assump!$C$56:$FN$56,($B7388-1)*Hrs_in_dy+$C7388)","v":0.5538072646887986},{"$f":"INDEX(ePrice!$F7389:$K7389,P_Off)*EPrice_Fac","v":62.82838677587992},15.55141824553718,null,15.55141824553718,13.478988304093566,1.7448509999999999,79.17152022365363,73.074428659649115,"G","G","E","|",".",".","."]
[5,1,4,{"$f":"INDEX(Assump!$C$30:$N$30,$A7400)*INDEX(Assump!$C$56:$FN$56,($B7400-1)*Hrs_in_dy+$C7400)","v":0.41205290112198351},{"$f":"INDEX(ePrice!$F7401:$K7401,P_Off)*EPrice_Fac","v":307.31446793439954},15.55141824553718,null,15.55141824553718,13.478988304093566,1.7448509999999999,326.1271577575119,73.074428659649115,"G","G","G","|",".",".","."]
[5,1,7,{"$f":"INDEX(Assump!$C$30:$N$30,$A7403)*INDEX(Assump!$C$56:$FN$56,($B7403-1)*Hrs_in_dy+$C7403)","v":0.41205290112198351},{"$f":"INDEX(ePrice!$F7404:$K7404,P_Off)*EPrice_Fac","v":355.79500431710449},15.55141824553718,null,15.55141824553718,13.478988304093566,1.7448509999999999,375.09739652792092,73.074428659649115,"G","G","G","|",".",".","."]
[5,1,18,{"$f":"INDEX(Assump!$C$30:$N$30,$A7414)*INDEX(Assump!$C$56:$FN$56,($B7414-1)*Hrs_in_dy+$C7414)","v":0.41205290112198351},{"$f":"INDEX(ePrice!$F7415:$K7415,P_Off)*EPrice_Fac","v":326.99856769979016},15.55141824553718,null,15.55141824553718,13.478988304093566,1.7448509999999999,346.01008681346201,73.074428659649115,"G","G","G","|",".",".","."]
[5,2,9,{"$f":"INDEX(Assump!$C$30:$N$30,$A7429)*INDEX(Assump!$C$56:$FN$56,($B7429-1)*Hrs_in_dy+$C7429)","v":0.41205290112198351},{"$f":"INDEX(ePrice!$F7430:$K7430,P_Off)*EPrice_Fac","v":428.40326608542102},{"$f":"Nwk_Elec_Var","v":15.55141824553718},null,15.55141824553718,{"$f":"IF(Other_fuel=\"Gas\",\nCHOOSE(Gas_price_option,Other_fuel_price_wholesale_flex,Gas_elec_m*$E7429+Gas_elec_c),\nOther_fuel_price_wholesale_flex)","v":13.478988304093566},{"$f":"IF(Other_fuel=\"Gas\",Nwk_Gas_Var,0)","v":1.7448509999999999},448.43907508177597,73.074428659649115,{"$f":"IF(K7429<L7429,ID_E,ID_O)","v":"G"},{"$f":"IF($C7429=1,IF(SUM($D7429:$D7452)=0,\".\",IF(SUMPRODUCT($K7429:$K7452,$D7429:$D7452)<SUMPRODUCT($L7429:$L7452,$D7429:$D7452),ID_E,ID_O)),N7428)","v":"G"},{"$f":"IF(SUM($B7429:$C7429)=2,IF(SUMPRODUCT($K7429:$K7596,$D7429:$D7596)<SUMPRODUCT($L7429:$L7596,$D7429:$D7596),ID_E,ID_O),O7428)","v":"G"},"|",{"$f":"IF($C7429=1,SUMIFS($D7429:$D7452,M7429:M7452,ID_O),\".\")","v":"."},{"$f":"IF($C7429=1,SUMIFS($D7429:$D7452,N7429:N7452,ID_O),\".\")","v":"."},{"$f":"IF($C7429=1,SUMIFS($D7429:$D7452,O7429:O7452,ID_O),\".\")","v":"."}]
[5,2,14,{"$f":"INDEX(Assump!$C$30:$N$30,$A7434)*INDEX(Assump!$C$56:$FN$56,($B7434-1)*Hrs_in_dy+$C7434)","v":0.41205290112198351},{"$f":"INDEX(ePrice!$F7435:$K7435,P_Off)*EPrice_Fac","v":301.56389360234891},15.55141824553718,null,15.55141824553718,13.478988304093566,1.7448509999999999,320.3184968160466,73.074428659649115,"G","G","G","|",".",".","."]
[5,3,1,{"$f":"INDEX(Assump!$C$30:$N$30,$A7445)*INDEX(Assump!$C$56:$FN$56,($B7445-1)*Hrs_in_dy+$C7445)","v":0.41205290112198351},{"$f":"INDEX(ePrice!$F7446:$K7446,P_Off)*EPrice_Fac","v":373.68568001681774},15.55141824553718,null,15.55141824553718,13.478988304093566,1.7448509999999999,393.16878612359085,73.074428659649115,"G","G","G","|",9.8892696269276019,9.8892696269276019,9.8892696269276019]
[5,3,16,{"$f":"INDEX(Assump!$C$30:$N$30,$A7460)*INDEX(Assump!$C$56:$FN$56,($B7460-1)*Hrs_in_dy+$C7460)","v":0.41205290112198351},{"$f":"INDEX(ePrice!$F7461:$K7461,P_Off)*EPrice_Fac","v":309.39106422097342},15.55141824553718,null,15.55141824553718,13.478988304093566,1.7448509999999999,328.22472976415213,73.074428659649115,"G","G","G","|",".",".","."]
[5,4,3,{"$f":"INDEX(Assump!$C$30:$N$30,$A7471)*INDEX(Assump!$C$56:$FN$56,($B7471-1)*Hrs_in_dy+$C7471)","v":0.41205290112198351},{"$f":"INDEX(ePrice!$F7472:$K7472,P_Off)*EPrice_Fac","v":250.59289384099074},15.55141824553718,null,15.55141824553718,13.478988304093566,1.7448509999999999,268.83263847124033,73.074428659649115,"G","G","G","|",".",".","."]
[5,4,7,{"$f":"INDEX(Assump!$C$30:$N$30,$A7475)*INDEX(Assump!$C$56:$FN$56,($B7475-1)*Hrs_in_dy+$C7475)","v":0.41205290112198351},{"$f":"INDEX(ePrice!$F7476:$K7476,P_Off)*EPrice_Fac","v":367.63015098534015},15.55141824553718,null,15.55141824553718,13.478988304093566,1.7448509999999999,387.05209013219934,73.074428659649115,"G","G","G","|",".",".","."]
[5,4,22,{"$f":"INDEX(Assump!$C$30:$N$30,$A7490)*INDEX(Assump!$C$56:$FN$56,($B7490-1)*Hrs_in_dy+$C7490)","v":0.41205290112198351},{"$f":"INDEX(ePrice!$F7491:$K7491,P_Off)*EPrice_Fac","v":418.88432296759476},15.55141824553718,null,15.55141824553718,13.478988304093566,1.7448509999999999,438.8239810233656,73.074428659649115,"G","G","G","|",".",".","."]
[5,5,9,{"$f":"INDEX(Assump!$C$30:$N$30,$A7501)*INDEX(Assump!$C$56:$FN$56,($B7501-1)*Hrs_in_dy+$C7501)","v":0.41205290112198351},{"$f":"INDEX(ePrice!$F7502:$K7502,P_Off)*EPrice_Fac","v":419.64670971616204},15.55141824553718,null,15.55141824553718,13.478988304093566,1.7448509999999999,439.59406864818106,73.074428659649115,"G","G","G","|",".",".","."]
[5,5,14,{"$f":"INDEX(Assump!$C$30:$N$30,$A7506)*INDEX(Assump!$C$56:$FN$56,($B7506-1)*Hrs_in_dy+$C7506)","v":0.41205290112198351},{"$f":"INDEX(ePrice!$F7507:$K7507,P_Off)*EPrice_Fac","v":401.46560096937554},15.55141824553718,null,15.55141824553718,13.478988304093566,1.7448509999999999,421.2293123382957,73.074428659649115,"G","G","G","|",".",".","."]
[5,6,5,{"$f":"INDEX(Assump!$C$30:$N$30,$A7521)*INDEX(Assump!$C$56:$FN$56,($B7521-1)*Hrs_in_dy+$C7521)","v":0.41205290112198351},{"$f":"INDEX(ePrice!$F7522:$K7522,P_Off)*EPrice_Fac","v":290.47661203032698},15.55141824553718,null,15.55141824553718,13.478988304093566,1.7448509999999999,309.11922250087292,73.074428659649115,"G","G","G","|",".",".","."]
[5,6,8,{"$f":"INDEX(Assump!$C$30:$N$30,$A7524)*INDEX(Assump!$C$56:$FN$56,($B7524-1)*Hrs_in_dy+$C7524)","v":0.41205290112198351},{"$f":"INDEX(ePrice!$F7525:$K7525,P_Off)*EPrice_Fac","v":340.06805481808715},15.55141824553718,null,15.55141824553718,13.478988304093566,1.7448509999999999,359.21158895315591,73.074428659649115,"G","G","G","|",".",".","."]
[5,6,20,{"$f":"INDEX(Assump!$C$30:$N$30,$A7536)*INDEX(Assump!$C$56:$FN$56,($B7536-1)*Hrs_in_dy+$C7536)","v":0.41205290112198351},{"$f":"INDEX(ePrice!$F7537:$K7537,P_Off)*EPrice_Fac","v":419.25462510261315},15.55141824553718,null,15.55141824553718,13.478988304093566,1.7448509999999999,439.19802358399028,73.074428659649115,"G","G","G","|",".",".","."]
[5,7,7,{"$f":"INDEX(Assump!$C$30:$N$30,$A7547)*INDEX(Assump!$C$56:$FN$56,($B7547-1)*Hrs_in_dy+$C7547)","v":0.41205290112198351},{"$f":"INDEX(ePrice!$F7548:$K7548,P_Off)*EPrice_Fac","v":113.75536371242147},15.55141824553718,null,15.55141824553718,13.478988304093566,1.7448509999999999,130.6129110686451,73.074428659649115,"G","G","G","|",".",".","."]
[5,7,12,{"$f":"INDEX(Assump!$C$30:$N$30,$A7552)*INDEX(Assump!$C$56:$FN$56,($B7552-1)*Hrs_in_dy+$C7552)","v":0.41205290112198351},{"$f":"INDEX(ePrice!$F7553:$K7553,P_Off)*EPrice_Fac","v":272.70210954944309},15.55141824553718,null,15.55141824553718,13.478988304093566,1.7448509999999999,291.16517959088918,73.074428659649115,"G","G","G","|",".",".","."]
[5,1,3,{"$f":"INDEX(Assump!$C$30:$N$30,$A7567)*INDEX(Assump!$C$56:$FN$56,($B7567-1)*Hrs_in_dy+$C7567)","v":0.41205290112198351},{"$f":"INDEX(ePrice!$F7568:$K7568,P_Off)*EPrice_Fac","v":200.86843185210475},15.55141824553718,null,15.55141824553718,13.478988304093566,1.7448509999999999,218.6059091895373,73.074428659649115,"G","G","G","|",".",".","."]
[5,1,14,{"$f":"INDEX(Assump!$C$30:$N$30,$A7578)*INDEX(Assump!$C$56:$FN$56,($B7578-1)*Hrs_in_dy+$C7578)","v":0.41205290112198351},{"$f":"INDEX(ePrice!$F7579:$K7579,P_Off)*EPrice_Fac","v":246.59022039263937},15.55141824553718,null,15.55141824553718,13.478988304093566,1.7448509999999999,264.78953397795613,73.074428659649115,"G","G","G","|",".",".","."]
[5,1,18,{"$f":"INDEX(Assump!$C$30:$N$30,$A7582)*INDEX(Assump!$C$56:$FN$56,($B7582-1)*Hrs_in_dy+$C7582)","v":0.41205290112198351},{"$f":"INDEX(ePrice!$F7583:$K7583,P_Off)*EPrice_Fac","v":204.45155837687741},15.55141824553718,null,15.55141824553718,13.478988304093566,1.7448509999999999,222.22522891152988,73.074428659649115,"G","G","G","|",".",".","."]
[5,2,9,{"$f":"INDEX(Assump!$C$30:$N$30,$A7597)*INDEX(Assump!$C$56:$FN$56,($B7597-1)*Hrs_in_dy+$C7597)","v":0.41205290112198351},{"$f":"INDEX(ePrice!$F7598:$K7598,P_Off)*EPrice_Fac","v":476.12913486510092},15.55141824553718,null,15.55141824553718,13.478988304093566,1.7448509999999999,496.64702334407895,73.074428659649115,"G","G","G","|",".",".","."]
[5,2,20,{"$f":"INDEX(Assump!$C$30:$N$30,$A7608)*INDEX(Assump!$C$56:$FN$56,($B7608-1)*Hrs_in_dy+$C7608)","v":0.41205290112198351},{"$f":"INDEX(ePrice!$F7609:$K7609,P_Off)*EPrice_Fac","v":322.37744920821319},15.55141824553718,null,15.55141824553718,13.478988304093566,1.7448509999999999,341.34229035732363,73.074428659649115,"G","G","G","|",".",".","."]
[5,3,1,{"$f":"INDEX(Assump!$C$30:$N$30,$A7613)*INDEX(Assump!$C$56:$FN$56,($B7613-1)*Hrs_in_dy+$C7613)","v":0.41205290112198351},{"$f":"INDEX(ePrice!$F7614:$K7614,P_Off)*EPrice_Fac","v":240.96662639650756},15.55141824553718,null,15.55141824553718,13.478988304093566,1.7448509999999999,259.10913600206538,73.074428659649115,"G","G","G","|",9.8892696269276019,9.8892696269276019,9.8892696269276019]
[5,3,12,{"$f":"INDEX(Assump!$C$30:$N$30,$A7624)*INDEX(Assump!$C$56:$FN$56,($B7624-1)*Hrs_in_dy+$C7624)","v":0.41205290112198351},{"$f":"INDEX(ePrice!$F7625:$K7625,P_Off)*EPrice_Fac","v":224.0466106085351},15.55141824553718,null,15.55141824553718,13.478988304093566,1.7448509999999999,242.01821096370938,73.074428659649115,"G","G","G","|",".",".","."]
[5,4,3,{"$f":"INDEX(Assump!$C$30:$N$30,$A7639)*INDEX(Assump!$C$56:$FN$56,($B7639-1)*Hrs_in_dy+$C7639)","v":0.41205290112198351},{"$f":"INDEX(ePrice!$F7640:$K7640,P_Off)*EPrice_Fac","v":221.59039105185886},15.55141824553718,null,15.55141824553718,13.478988304093566,1.7448509999999999,239.53718110848084,73.074428659649115,"G","G","G","|",".",".","."]
[5,4,8,{"$f":"INDEX(Assump!$C$30:$N$30,$A7644)*INDEX(Assump!$C$56:$FN$56,($B7644-1)*Hrs_in_dy+$C7644)","v":0.41205290112198351},{"$f":"INDEX(ePrice!$F7645:$K7645,P_Off)*EPrice_Fac","v":240.03665462671918},15.55141824553718,null,15.55141824553718,13.478988304093566,1.7448509999999999,258.16977057803672,73.074428659649115,"G","G","G","|",".",".","."]
[5,4,21,{"$f":"INDEX(Assump!$C$30:$N$30,$A7657)*INDEX(Assump!$C$56:$FN$56,($B7657-1)*Hrs_in_dy+$C7657)","v":0.41205290112198351},{"$f":"INDEX(ePrice!$F7658:$K7658,P_Off)*EPrice_Fac","v":284.17202073643847},15.55141824553718,null,15.55141824553718,13.478988304093566,1.7448509999999999,302.75094846664211,73.074428659649115,"G","G","G","|",".",".","."]
[5,4,23,{"$f":"INDEX(Assump!$C$30:$N$30,$A7659)*INDEX(Assump!$C$56:$FN$56,($B7659-1)*Hrs_in_dy+$C7659)","v":0.41205290112198351},{"$f":"INDEX(ePrice!$F7660:$K7660,P_Off)*EPrice_Fac","v":281.83068004544197},15.55141824553718,null,15.55141824553718,13.478988304093566,1.7448509999999999,300.38595786967596,73.074428659649115,"G","G","G","|",".",".","."]
[5,5,10,{"$f":"INDEX(Assump!$C$30:$N$30,$A7670)*INDEX(Assump!$C$56:$FN$56,($B7670-1)*Hrs_in_dy+$C7670)","v":0.41205290112198351},{"$f":"INDEX(ePrice!$F7671:$K7671,P_Off)*EPrice_Fac","v":344.42325057437188},15.55141824553718,null,15.55141824553718,13.478988304093566,1.7448509999999999,363.61077658576676,73.074428659649115,"G","G","G","|",".",".","."]
[5,6,1,{"$f":"INDEX(Assump!$C$30:$N$30,$A7685)*INDEX(Assump!$C$56:$FN$56,($B7685-1)*Hrs_in_dy+$C7685)","v":0.41205290112198351},{"$f":"INDEX(ePrice!$F7686:$K7686,P_Off)*EPrice_Fac","v":260.48509271771206},{"$f":"Nwk_Elec_Var","v":15.55141824553718},null,15.55141824553718,{"$f":"IF(Other_fuel=\"Gas\",\nCHOOSE(Gas_price_option,Other_fuel_price_wholesale_flex,Gas_elec_m*$E7685+Gas_elec_c),\nOther_fuel_price_wholesale_flex)","v":13.478988304093566},{"$f":"IF(Other_fuel=\"Gas\",Nwk_Gas_Var,0)","v":1.7448509999999999},278.82475854873661,73.074428659649115,{"$f":"IF(K7685<L7685,ID_E,ID_O)","v":"G"},{"$f":"IF($C7685=1,IF(SUM($D7685:$D7708)=0,\".\",IF(SUMPRODUCT($K7685:$K7708,$D7685:$D7708)<SUMPRODUCT($L7685:$L7708,$D7685:$D7708),ID_E,ID_O)),N7684)","v":"G"},{"$f":"IF(SUM($B7685:$C7685)=2,IF(SUMPRODUCT($K7685:$K7852,$D7685:$D7852)<SUMPRODUCT($L7685:$L7852,$D7685:$D7852),ID_E,ID_O),O7684)","v":"G"},"|",{"$f":"IF($C7685=1,SUMIFS($D7685:$D7708,M7685:M7708,ID_O),\".\")","v":9.8892696269276019},{"$f":"IF($C7685=1,SUMIFS($D7685:$D7708,N7685:N7708,ID_O),\".\")","v":9.8892696269276019},{"$f":"IF($C7685=1,SUMIFS($D7685:$D7708,O7685:O7708,ID_O),\".\")","v":9.8892696269276019}]
[5,6,6,{"$f":"INDEX(Assump!$C$30:$N$30,$A7690)*INDEX(Assump!$C$56:$FN$56,($B7690-1)*Hrs_in_dy+$C7690)","v":0.41205290112198351},{"$f":"INDEX(ePrice!$F7691:$K7691,P_Off)*EPrice_Fac","v":251.25649050810662},15.55141824553718,null,15.55141824553718,13.478988304093566,1.7448509999999999,269.50293813499371,73.074428659649115,"G","G","G","|",".",".","."]
[5,6,17,{"$f":"INDEX(Assump!$C$30:$N$30,$A7701)*INDEX(Assump!$C$56:$FN$56,($B7701-1)*Hrs_in_dy+$C7701)","v":0.41205290112198351},{"$f":"INDEX(ePrice!$F7702:$K7702,P_Off)*EPrice_Fac","v":218.81688700901955},15.55141824553718,null,15.55141824553718,13.478988304093566,1.7448509999999999,236.73566187328962,73.074428659649115,"G","G","G","|",".",".","."]
[5,7,7,{"$f":"INDEX(Assump!$C$30:$N$30,$A7715)*INDEX(Assump!$C$56:$FN$56,($B7715-1)*Hrs_in_dy+$C7715)","v":0.41205290112198351},{"$f":"INDEX(ePrice!$F7716:$K7716,P_Off)*EPrice_Fac","v":231.77631714212873},15.55141824553718,null,15.55141824553718,13.478988304093566,1.7448509999999999,249.82599534107669,73.074428659649115,"G","G","G","|",".",".","."]
[5,7,12,{"$f":"INDEX(Assump!$C$30:$N$30,$A7720)*INDEX(Assump!$C$56:$FN$56,($B7720-1)*Hrs_in_dy+$C7720)","v":0.41205290112198351},{"$f":"INDEX(ePrice!$F7721:$K7721,P_Off)*EPrice_Fac","v":255.92276062357402},15.55141824553718,null,15.55141824553718,13.478988304093566,1.7448509999999999,274.21634229203153,73.074428659649115,"G","G","G","|",".",".","."]
[5,7,23,{"$f":"INDEX(Assump!$C$30:$N$30,$A7731)*INDEX(Assump!$C$56:$FN$56,($B7731-1)*Hrs_in_dy+$C7731)","v":0.41205290112198351},{"$f":"INDEX(ePrice!$F7732:$K7732,P_Off)*EPrice_Fac","v":252.87026504979821},15.55141824553718,null,15.55141824553718,13.478988304093566,1.7448509999999999,271.13301342963172,73.074428659649115,"G","G","G","|",".",".","."]
[5,1,14,{"$f":"INDEX(Assump!$C$30:$N$30,$A7746)*INDEX(Assump!$C$56:$FN$56,($B7746-1)*Hrs_in_dy+$C7746)","v":0.41205290112198351},{"$f":"INDEX(ePrice!$F7747:$K7747,P_Off)*EPrice_Fac","v":111.22768714578339},15.55141824553718,null,15.55141824553718,13.478988304093566,1.7448509999999999,128.05970241547533,73.074428659649115,"G","G","G","|",".",".","."]
[5,2,1,{"$f":"INDEX(Assump!$C$30:$N$30,$A7757)*INDEX(Assump!$C$56:$FN$56,($B7757-1)*Hrs_in_dy+$C7757)","v":0.41205290112198351},{"$f":"INDEX(ePrice!$F7758:$K7758,P_Off)*EPrice_Fac","v":93.764418491574858},15.55141824553718,null,15.55141824553718,13.478988304093566,1.7448509999999999,110.42003710819398,73.074428659649115,"G","G","G","|",9.8892696269276019,9.8892696269276019,9.8892696269276019]
[5,2,6,{"$f":"INDEX(Assump!$C$30:$N$30,$A7762)*INDEX(Assump!$C$56:$FN$56,($B7762-1)*Hrs_in_dy+$C7762)","v":0.41205290112198351},{"$f":"INDEX(ePrice!$F7763:$K7763,P_Off)*EPrice_Fac","v":118.01072731283671},15.55141824553718,null,15.55141824553718,13.478988304093566,1.7448509999999999,134.9112581397716,73.074428659649115,"G","G","G","|",".",".","."]
[5,2,17,{"$f":"INDEX(Assump!$C$30:$N$30,$A7773)*INDEX(Assump!$C$56:$FN$56,($B7773-1)*Hrs_in_dy+$C7773)","v":0.41205290112198351},{"$f":"INDEX(ePrice!$F7774:$K7774,P_Off)*EPrice_Fac","v":131.04859369281388},15.55141824553718,null,15.55141824553718,13.478988304093566,1.7448509999999999,148.08082013974854,73.074428659649115,"G","G","G","|",".",".","."]
[5,2,21,{"$f":"INDEX(Assump!$C$30:$N$30,$A7777)*INDEX(Assump!$C$56:$FN$56,($B7777-1)*Hrs_in_dy+$C7777)","v":0.41205290112198351},{"$f":"INDEX(ePrice!$F7778:$K7778,P_Off)*EPrice_Fac","v":152.68604091136294},15.55141824553718,null,15.55141824553718,13.478988304093566,1.7448509999999999,169.93682743121224,73.074428659649115,"G","G","G","|",".",".","."]
[5,3,12,{"$f":"INDEX(Assump!$C$30:$N$30,$A7792)*INDEX(Assump!$C$56:$FN$56,($B7792-1)*Hrs_in_dy+$C7792)","v":0.41205290112198351},{"$f":"INDEX(ePrice!$F7793:$K7793,P_Off)*EPrice_Fac","v":181.79578309076845},15.55141824553718,null,15.55141824553718,13.478988304093566,1.7448509999999999,199.34060741040972,73.074428659649115,"G","G","G","|",".",".","."]
[5,3,17,{"$f":"INDEX(Assump!$C$30:$N$30,$A7797)*INDEX(Assump!$C$56:$FN$56,($B7797-1)*Hrs_in_dy+$C7797)","v":0.41205290112198351},{"$f":"INDEX(ePrice!$F7798:$K7798,P_Off)*EPrice_Fac","v":156.42218839179117},15.55141824553718,null,15.55141824553718,13.478988304093566,1.7448509999999999,173.71071377507914,73.074428659649115,"G","G","G","|",".",".","."]
[5,4,4,{"$f":"INDEX(Assump!$C$30:$N$30,$A7808)*INDEX(Assump!$C$56:$FN$56,($B7808-1)*Hrs_in_dy+$C7808)","v":0.41205290112198351},{"$f":"INDEX(ePrice!$F7809:$K7809,P_Off)*EPrice_Fac","v":158.67676014722198},15.55141824553718,null,15.55141824553718,13.478988304093566,1.7448509999999999,175.98805898258502,73.074428659649115,"G","G","G","|",".",".","."]
[5,4,19,{"$f":"INDEX(Assump!$C$30:$N$30,$A7823)*INDEX(Assump!$C$56:$FN$56,($B7823-1)*Hrs_in_dy+$C7823)","v":0.41205290112198351},{"$f":"INDEX(ePrice!$F7824:$K7824,P_Off)*EPrice_Fac","v":217.61770746777091},15.55141824553718,null,15.55141824553718,13.478988304093566,1.7448509999999999,235.52436940738193,73.074428659649115,"G","G","G","|",".",".","."]
[5,5,6,{"$f":"INDEX(Assump!$C$30:$N$30,$A7834)*INDEX(Assump!$C$56:$FN$56,($B7834-1)*Hrs_in_dy+$C7834)","v":0.41205290112198351},{"$f":"INDEX(ePrice!$F7835:$K7835,P_Off)*EPrice_Fac","v":160.39023468134943},15.55141824553718,null,15.55141824553718,13.478988304093566,1.7448509999999999,177.71884134028952,73.074428659649115,"G","G","G","|",".",".","."]
[5,5,11,{"$f":"INDEX(Assump!$C$30:$N$30,$A7839)*INDEX(Assump!$C$56:$FN$56,($B7839-1)*Hrs_in_dy+$C7839)","v":0.41205290112198351},{"$f":"INDEX(ePrice!$F7840:$K7840,P_Off)*EPrice_Fac","v":243.79650636511636},15.55141824553718,null,15.55141824553718,13.478988304093566,1.7448509999999999,261.96760061682176,73.074428659649115,"G","G","G","|",".",".","."]
[5,6,1,{"$f":"INDEX(Assump!$C$30:$N$30,$A7853)*INDEX(Assump!$C$56:$FN$56,($B7853-1)*Hrs_in_dy+$C7853)","v":0.41205290112198351},{"$f":"INDEX(ePrice!$F7854:$K7854,P_Off)*EPrice_Fac","v":167.61130593231508},15.55141824553718,null,15.55141824553718,13.478988304093566,1.7448509999999999,185.01285270490126,73.074428659649115,"G","G","G","|",9.8892696269276019,9.8892696269276019,9.8892696269276019]
[5,6,12,{"$f":"INDEX(Assump!$C$30:$N$30,$A7864)*INDEX(Assump!$C$56:$FN$56,($B7864-1)*Hrs_in_dy+$C7864)","v":0.41205290112198351},{"$f":"INDEX(ePrice!$F7865:$K7865,P_Off)*EPrice_Fac","v":133.36114015052721},15.55141824553718,null,15.55141824553718,13.478988304093566,1.7448509999999999,150.41672565259029,73.074428659649115,"G","G","G","|",".",".","."]
[5,6,17,{"$f":"INDEX(Assump!$C$30:$N$30,$A7869)*INDEX(Assump!$C$56:$FN$56,($B7869-1)*Hrs_in_dy+$C7869)","v":0.41205290112198351},{"$f":"INDEX(ePrice!$F7870:$K7870,P_Off)*EPrice_Fac","v":106.91823427611705},15.55141824553718,null,15.55141824553718,13.478988304093566,1.7448509999999999,123.70671971884265,73.074428659649115,"G","G","G","|",".",".","."]
[5,7,4,{"$f":"INDEX(Assump!$C$30:$N$30,$A7880)*INDEX(Assump!$C$56:$FN$56,($B7880-1)*Hrs_in_dy+$C7880)","v":0.41205290112198351},{"$f":"INDEX(ePrice!$F7881:$K7881,P_Off)*EPrice_Fac","v":91.219973224731504},15.55141824553718,null,15.55141824553718,13.478988304093566,1.7448509999999999,107.84989037400877,73.074428659649115,"G","G","G","|",".",".","."]
[5,7,19,{"$f":"INDEX(Assump!$C$30:$N$30,$A7895)*INDEX(Assump!$C$56:$FN$56,($B7895-1)*Hrs_in_dy+$C7895)","v":0.41205290112198351},{"$f":"INDEX(ePrice!$F7896:$K7896,P_Off)*EPrice_Fac","v":154.56055628516398},15.55141824553718,null,15.55141824553718,13.478988304093566,1.7448509999999999,171.83027730373854,73.074428659649115,"G","G","G","|",".",".","."]
[5,7,21,{"$f":"INDEX(Assump!$C$30:$N$30,$A7897)*INDEX(Assump!$C$56:$FN$56,($B7897-1)*Hrs_in_dy+$C7897)","v":0.41205290112198351},{"$f":"INDEX(ePrice!$F7898:$K7898,P_Off)*EPrice_Fac","v":133.15500787574496},15.55141824553718,null,15.55141824553718,13.478988304093566,1.7448509999999999,150.20851123361831,73.074428659649115,"G","G","G","|",".",".","."]
[5,1,10,{"$f":"INDEX(Assump!$C$30:$N$30,$A7910)*INDEX(Assump!$C$56:$FN$56,($B7910-1)*Hrs_in_dy+$C7910)","v":0.41205290112198351},{"$f":"INDEX(ePrice!$F7911:$K7911,P_Off)*EPrice_Fac","v":173.81459907654329},15.55141824553718,null,15.55141824553718,13.478988304093566,1.7448509999999999,191.27880537583886,73.074428659649115,"G","G","G","|",".",".","."]
[5,1,15,{"$f":"INDEX(Assump!$C$30:$N$30,$A7915)*INDEX(Assump!$C$56:$FN$56,($B7915-1)*Hrs_in_dy+$C7915)","v":0.41205290112198351},{"$f":"INDEX(ePrice!$F7916:$K7916,P_Off)*EPrice_Fac","v":108.97311539035258},15.55141824553718,null,15.55141824553718,13.478988304093566,1.7448509999999999,125.78235720796945,73.074428659649115,"G","G","G","|",".",".","."]
[5,2,6,{"$f":"INDEX(Assump!$C$30:$N$30,$A7930)*INDEX(Assump!$C$56:$FN$56,($B7930-1)*Hrs_in_dy+$C7930)","v":0.41205290112198351},{"$f":"INDEX(ePrice!$F7931:$K7931,P_Off)*EPrice_Fac","v":31.306339232553846},15.55141824553718,null,15.55141824553718,13.478988304093566,1.7448509999999999,47.331068159687902,73.074428659649115,"E","G","G","|",".",".","."]
[5,2,17,{"$f":"INDEX(Assump!$C$30:$N$30,$A7941)*INDEX(Assump!$C$56:$FN$56,($B7941-1)*Hrs_in_dy+$C7941)","v":0.41205290112198351},{"$f":"INDEX(ePrice!$F7942:$K7942,P_Off)*EPrice_Fac","v":129.57345960140339},{"$f":"Nwk_Elec_Var","v":15.55141824553718},null,15.55141824553718,{"$f":"IF(Other_fuel=\"Gas\",\nCHOOSE(Gas_price_option,Other_fuel_price_wholesale_flex,Gas_elec_m*$E7941+Gas_elec_c),\nOther_fuel_price_wholesale_flex)","v":13.478988304093566},{"$f":"IF(Other_fuel=\"Gas\",Nwk_Gas_Var,0)","v":1.7448509999999999},146.59078570398037,73.074428659649115,{"$f":"IF(K7941<L7941,ID_E,ID_O)","v":"G"},{"$f":"IF($C7941=1,IF(SUM($D7941:$D7964)=0,\".\",IF(SUMPRODUCT($K7941:$K7964,$D7941:$D7964)<SUMPRODUCT($L7941:$L7964,$D7941:$D7964),ID_E,ID_O)),N7940)","v":"G"},{"$f":"IF(SUM($B7941:$C7941)=2,IF(SUMPRODUCT($K7941:$K8108,$D7941:$D8108)<SUMPRODUCT($L7941:$L8108,$D7941:$D8108),ID_E,ID_O),O7940)","v":"G"},"|",{"$f":"IF($C7941=1,SUMIFS($D7941:$D7964,M7941:M7964,ID_O),\".\")","v":"."},{"$f":"IF($C7941=1,SUMIFS($D7941:$D7964,N7941:N7964,ID_O),\".\")","v":"."},{"$f":"IF($C7941=1,SUMIFS($D7941:$D7964,O7941:O7964,ID_O),\".\")","v":"."}]
[5,2,22,{"$f":"INDEX(Assump!$C$30:$N$30,$A7946)*INDEX(Assump!$C$56:$FN$56,($B7946-1)*Hrs_in_dy+$C7946)","v":0.41205290112198351},{"$f":"INDEX(ePrice!$F7947:$K7947,P_Off)*EPrice_Fac","v":151.88083671299478},15.55141824553718,null,15.55141824553718,13.478988304093566,1.7448509999999999,169.12348985710298,73.074428659649115,"G","G","G","|",".",".","."]
[5,3,11,{"$f":"INDEX(Assump!$C$30:$N$30,$A7959)*INDEX(Assump!$C$56:$FN$56,($B7959-1)*Hrs_in_dy+$C7959)","v":0.41205290112198351},{"$f":"INDEX(ePrice!$F7960:$K7960,P_Off)*EPrice_Fac","v":179.66360237348957},15.55141824553718,null,15.55141824553718,13.478988304093566,1.7448509999999999,197.18688951416843,73.074428659649115,"G","G","G","|",".",".","."]
[5,3,23,{"$f":"INDEX(Assump!$C$30:$N$30,$A7971)*INDEX(Assump!$C$56:$FN$56,($B7971-1)*Hrs_in_dy+$C7971)","v":0.41205290112198351},{"$f":"INDEX(ePrice!$F7972:$K7972,P_Off)*EPrice_Fac","v":133.32249034900556},15.55141824553718,null,15.55141824553718,13.478988304093566,1.7448509999999999,150.37768544903307,73.074428659649115,"G","G","G","|",".",".","."]
[5,4,4,{"$f":"INDEX(Assump!$C$30:$N$30,$A7976)*INDEX(Assump!$C$56:$FN$56,($B7976-1)*Hrs_in_dy+$C7976)","v":0.41205290112198351},{"$f":"INDEX(ePrice!$F7977:$K7977,P_Off)*EPrice_Fac","v":75.199630493998697},15.55141824553718,null,15.55141824553718,13.478988304093566,1.7448509999999999,91.667725999531186,73.074428659649115,"G","G","G","|",".",".","."]
[5,4,15,{"$f":"INDEX(Assump!$C$30:$N$30,$A7987)*INDEX(Assump!$C$56:$FN$56,($B7987-1)*Hrs_in_dy+$C7987)","v":0.41205290112198351},{"$f":"INDEX(ePrice!$F7988:$K7988,P_Off)*EPrice_Fac","v":288.34684425242961},15.55141824553718,null,15.55141824553718,13.478988304093566,1.7448509999999999,306.96794191713821,73.074428659649115,"G","G","G","|",".",".","."]
[5,5,6,{"$f":"INDEX(Assump!$C$30:$N$30,$A8002)*INDEX(Assump!$C$56:$FN$56,($B8002-1)*Hrs_in_dy+$C8002)","v":0.41205290112198351},{"$f":"INDEX(ePrice!$F8003:$K8003,P_Off)*EPrice_Fac","v":146.47630613354769},15.55141824553718,null,15.55141824553718,13.478988304093566,1.7448509999999999,163.66436805968169,73.074428659649115,"G","G","G","|",".",".","."]
[5,5,11,{"$f":"INDEX(Assump!$C$30:$N$30,$A8007)*INDEX(Assump!$C$56:$FN$56,($B8007-1)*Hrs_in_dy+$C8007)","v":0.41205290112198351},{"$f":"INDEX(ePrice!$F8008:$K8008,P_Off)*EPrice_Fac","v":171.46340281730829},15.55141824553718,null,15.55141824553718,13.478988304093566,1.7448509999999999,188.90385965943986,73.074428659649115,"G","G","G","|",".",".","."]
[5,5,21,{"$f":"INDEX(Assump!$C$30:$N$30,$A8017)*INDEX(Assump!$C$56:$FN$56,($B8017-1)*Hrs_in_dy+$C8017)","v":0.41205290112198351},{"$f":"INDEX(ePrice!$F8018:$K8018,P_Off)*EPrice_Fac","v":111.99424154262988},15.55141824553718,null,15.55141824553718,13.478988304093566,1.7448509999999999,128.83399978602733,73.074428659649115,"G","G","G","|",".",".","."]
[5,6,12,{"$f":"INDEX(Assump!$C$30:$N$30,$A8032)*INDEX(Assump!$C$56:$FN$56,($B8032-1)*Hrs_in_dy+$C8032)","v":0.41205290112198351},{"$f":"INDEX(ePrice!$F8033:$K8033,P_Off)*EPrice_Fac","v":120.75486322087539},15.55141824553718,null,15.55141824553718,13.478988304093566,1.7448509999999999,137.68311259233593,73.074428659649115,"G","G","G","|",".",".","."]
[5,6,13,{"$f":"INDEX(Assump!$C$30:$N$30,$A8033)*INDEX(Assump!$C$56:$FN$56,($B8033-1)*Hrs_in_dy+$C8033)","v":0.41205290112198351},{"$f":"INDEX(ePrice!$F8034:$K8034,P_Off)*EPrice_Fac","v":2.3189880913002847},15.55141824553718,null,15.55141824553718,13.478988304093566,1.7448509999999999,18.050915491755017,73.074428659649115,"E","G","G","|",".",".","."]
[5,7,4,{"$f":"INDEX(Assump!$C$30:$N$30,$A8048)*INDEX(Assump!$C$56:$FN$56,($B8048-1)*Hrs_in_dy+$C8048)","v":0.41205290112198351},{"$f":"INDEX(ePrice!$F8049:$K8049,P_Off)*EPrice_Fac","v":1.2883267173890472E-2},15.55141824553718,null,15.55141824553718,13.478988304093566,1.7448509999999999,15.721516679506133,73.074428659649115,"E","G","G","|",".",".","."]
[5,7,9,{"$f":"INDEX(Assump!$C$30:$N$30,$A8053)*INDEX(Assump!$C$56:$FN$56,($B8053-1)*Hrs_in_dy+$C8053)","v":0.41205290112198351},{"$f":"INDEX(ePrice!$F8054:$K8054,P_Off)*EPrice_Fac","v":75.959743257258225},15.55141824553718,null,15.55141824553718,13.478988304093566,1.7448509999999999,92.435516669490312,73.074428659649115,"G","G","G","|",".",".","."]
[5,7,20,{"$f":"INDEX(Assump!$C$30:$N$30,$A8064)*INDEX(Assump!$C$56:$FN$56,($B8064-1)*Hrs_in_dy+$C8064)","v":0.41205290112198351},{"$f":"INDEX(ePrice!$F8065:$K8065,P_Off)*EPrice_Fac","v":74.658533272695294},15.55141824553718,null,15.55141824553718,13.478988304093566,1.7448509999999999,91.121163149729767,73.074428659649115,"G","G","G","|",".",".","."]
[5,1,11,{"$f":"INDEX(Assump!$C$30:$N$30,$A8079)*INDEX(Assump!$C$56:$FN$56,($B8079-1)*Hrs_in_dy+$C8079)","v":0.41205290112198351},{"$f":"INDEX(ePrice!$F8080:$K8080,P_Off)*EPrice_Fac","v":147.93284856451848},15.55141824553718,null,15.55141824553718,13.478988304093566,1.7448509999999999,165.13562304046027,73.074428659649115,"G","G","G","|",".",".","."]
[5,1,15,{"$f":"INDEX(Assump!$C$30:$N$30,$A8083)*INDEX(Assump!$C$56:$FN$56,($B8083-1)*Hrs_in_dy+$C8083)","v":0.41205290112198351},{"$f":"INDEX(ePrice!$F8084:$K8084,P_Off)*EPrice_Fac","v":106.9724461790272},15.55141824553718,null,15.55141824553718,13.478988304093566,1.7448509999999999,123.7614792167317,73.074428659649115,"G","G","G","|",".",".","."]
[5,2,2,{"$f":"INDEX(Assump!$C$30:$N$30,$A8094)*INDEX(Assump!$C$56:$FN$56,($B8094-1)*Hrs_in_dy+$C8094)","v":0.41205290112198351},{"$f":"INDEX(ePrice!$F8095:$K8095,P_Off)*EPrice_Fac","v":116.78595353607507},15.55141824553718,null,15.55141824553718,13.478988304093566,1.7448509999999999,133.67411291071946,73.074428659649115,"G","G","G","|",".",".","."]
[5,2,17,{"$f":"INDEX(Assump!$C$30:$N$30,$A8109)*INDEX(Assump!$C$56:$FN$56,($B8109-1)*Hrs_in_dy+$C8109)","v":0.41205290112198351},{"$f":"INDEX(ePrice!$F8110:$K8110,P_Off)*EPrice_Fac","v":125.75000011961988},15.55141824553718,null,15.55141824553718,13.478988304093566,1.7448509999999999,142.72870541935058,73.074428659649115,"G","G","G","|",".",".","."]
[5,3,4,{"$f":"INDEX(Assump!$C$30:$N$30,$A8120)*INDEX(Assump!$C$56:$FN$56,($B8120-1)*Hrs_in_dy+$C8120)","v":0.41205290112198351},{"$f":"INDEX(ePrice!$F8121:$K8121,P_Off)*EPrice_Fac","v":67.830187905244131},15.55141824553718,null,15.55141824553718,13.478988304093566,1.7448509999999999,84.223844596748791,73.074428659649115,"G","G","G","|",".",".","."]
[5,3,9,{"$f":"INDEX(Assump!$C$30:$N$30,$A8125)*INDEX(Assump!$C$56:$FN$56,($B8125-1)*Hrs_in_dy+$C8125)","v":0.41205290112198351},{"$f":"INDEX(ePrice!$F8126:$K8126,P_Off)*EPrice_Fac","v":131.30875219885883},15.55141824553718,null,15.55141824553718,13.478988304093566,1.7448509999999999,148.34360650949091,73.074428659649115,"G","G","G","|",".",".","."]
[5,3,24,{"$f":"INDEX(Assump!$C$30:$N$30,$A8140)*INDEX(Assump!$C$56:$FN$56,($B8140-1)*Hrs_in_dy+$C8140)","v":0.41205290112198351},{"$f":"INDEX(ePrice!$F8141:$K8141,P_Off)*EPrice_Fac","v":97.658183311669731},15.55141824553718,null,15.55141824553718,13.478988304093566,1.7448509999999999,114.35313288606758,73.074428659649115,"G","G","G","|",".",".","."]
[5,4,10,{"$f":"INDEX(Assump!$C$30:$N$30,$A8150)*INDEX(Assump!$C$56:$FN$56,($B8150-1)*Hrs_in_dy+$C8150)","v":0.41205290112198351},{"$f":"INDEX(ePrice!$F8151:$K8151,P_Off)*EPrice_Fac","v":99.737126783663911},15.55141824553718,null,15.55141824553718,13.478988304093566,1.7448509999999999,116.45307578707181,73.074428659649115,"G","G","G","|",".",".","."]
[5,4,15,{"$f":"INDEX(Assump!$C$30:$N$30,$A8155)*INDEX(Assump!$C$56:$FN$56,($B8155-1)*Hrs_in_dy+$C8155)","v":0.41205290112198351},{"$f":"INDEX(ePrice!$F8156:$K8156,P_Off)*EPrice_Fac","v":113.26143646706699},15.55141824553718,null,15.55141824553718,13.478988304093566,1.7448509999999999,130.11399465919615,73.074428659649115,"G","G","G","|",".",".","."]
[5,5,2,{"$f":"INDEX(Assump!$C$30:$N$30,$A8166)*INDEX(Assump!$C$56:$FN$56,($B8166-1)*Hrs_in_dy+$C8166)","v":0.41205290112198351},{"$f":"INDEX(ePrice!$F8167:$K8167,P_Off)*EPrice_Fac","v":98.008399595482373},15.55141824553718,null,15.55141824553718,13.478988304093566,1.7448509999999999,114.70688670810055,73.074428659649115,"G","G","G","|",".",".","."]
[5,5,7,{"$f":"INDEX(Assump!$C$30:$N$30,$A8171)*INDEX(Assump!$C$56:$FN$56,($B8171-1)*Hrs_in_dy+$C8171)","v":0.41205290112198351},{"$f":"INDEX(ePrice!$F8172:$K8172,P_Off)*EPrice_Fac","v":99.006888574863098},15.55141824553718,null,15.55141824553718,13.478988304093566,1.7448509999999999,115.71546143474775,73.074428659649115,"G","G","G","|",".",".","."]
[5,5,22,{"$f":"INDEX(Assump!$C$30:$N$30,$A8186)*INDEX(Assump!$C$56:$FN$56,($B8186-1)*Hrs_in_dy+$C8186)","v":0.41205290112198351},{"$f":"INDEX(ePrice!$F8187:$K8187,P_Off)*EPrice_Fac","v":108.58195080250658},15.55141824553718,null,15.55141824553718,13.478988304093566,1.7448509999999999,125.38724146267047,73.074428659649115,"G","G","G","|",".",".","."]
[5,6,9,{"$f":"INDEX(Assump!$C$30:$N$30,$A8197)*INDEX(Assump!$C$56:$FN$56,($B8197-1)*Hrs_in_dy+$C8197)","v":0.41205290112198351},{"$f":"INDEX(ePrice!$F8198:$K8198,P_Off)*EPrice_Fac","v":105.40765001731117},{"$f":"Nwk_Elec_Var","v":15.55141824553718},null,15.55141824553718,{"$f":"IF(Other_fuel=\"Gas\",\nCHOOSE(Gas_price_option,Other_fuel_price_wholesale_flex,Gas_elec_m*$E8197+Gas_elec_c),\nOther_fuel_price_wholesale_flex)","v":13.478988304093566},{"$f":"IF(Other_fuel=\"Gas\",Nwk_Gas_Var,0)","v":1.7448509999999999},122.18087703318015,73.074428659649115,{"$f":"IF(K8197<L8197,ID_E,ID_O)","v":"G"},{"$f":"IF($C8197=1,IF(SUM($D8197:$D8220)=0,\".\",IF(SUMPRODUCT($K8197:$K8220,$D8197:$D8220)<SUMPRODUCT($L8197:$L8220,$D8197:$D8220),ID_E,ID_O)),N8196)","v":"G"},{"$f":"IF(SUM($B8197:$C8197)=2,IF(SUMPRODUCT($K8197:$K8364,$D8197:$D8364)<SUMPRODUCT($L8197:$L8364,$D8197:$D8364),ID_E,ID_O),O8196)","v":"G"},"|",{"$f":"IF($C8197=1,SUMIFS($D8197:$D8220,M8197:M8220,ID_O),\".\")","v":"."},{"$f":"IF($C8197=1,SUMIFS($D8197:$D8220,N8197:N8220,ID_O),\".\")","v":"."},{"$f":"IF($C8197=1,SUMIFS($D8197:$D8220,O8197:O8220,ID_O),\".\")","v":"."}]
[5,6,20,{"$f":"INDEX(Assump!$C$30:$N$30,$A8208)*INDEX(Assump!$C$56:$FN$56,($B8208-1)*Hrs_in_dy+$C8208)","v":0.41205290112198351},{"$f":"INDEX(ePrice!$F8209:$K8209,P_Off)*EPrice_Fac","v":143.84947572346894},15.55141824553718,null,15.55141824553718,13.478988304093566,1.7448509999999999,161.01100400909709,73.074428659649115,"G","G","G","|",".",".","."]
[5,6,24,{"$f":"INDEX(Assump!$C$30:$N$30,$A8212)*INDEX(Assump!$C$56:$FN$56,($B8212-1)*Hrs_in_dy+$C8212)","v":0.41205290112198351},{"$f":"INDEX(ePrice!$F8213:$K8213,P_Off)*EPrice_Fac","v":101.55527089537212},15.55141824553718,null,15.55141824553718,13.478988304093566,1.7448509999999999,118.28958499081747,73.074428659649115,"G","G","G","|",".",".","."]
[5,7,15,{"$f":"INDEX(Assump!$C$30:$N$30,$A8227)*INDEX(Assump!$C$56:$FN$56,($B8227-1)*Hrs_in_dy+$C8227)","v":0.41205290112198351},{"$f":"INDEX(ePrice!$F8228:$K8228,P_Off)*EPrice_Fac","v":95.012932657340187},15.55141824553718,null,15.55141824553718,13.478988304093566,1.7448509999999999,111.68116252815895,73.074428659649115,"G","G","G","|",".",".","."]
[5,7,20,{"$f":"INDEX(Assump!$C$30:$N$30,$A8232)*INDEX(Assump!$C$56:$FN$56,($B8232-1)*Hrs_in_dy+$C8232)","v":0.41205290112198351},{"$f":"INDEX(ePrice!$F8233:$K8233,P_Off)*EPrice_Fac","v":113.23908223618533},15.55141824553718,null,15.55141824553718,13.478988304093566,1.7448509999999999,130.09141462800255,73.074428659649115,"G","G","G","|",".",".","."]
[5,1,7,{"$f":"INDEX(Assump!$C$30:$N$30,$A8243)*INDEX(Assump!$C$56:$FN$56,($B8243-1)*Hrs_in_dy+$C8243)","v":0.41205290112198351},{"$f":"INDEX(ePrice!$F8244:$K8244,P_Off)*EPrice_Fac","v":75.048926537144766},15.55141824553718,null,15.55141824553718,13.478988304093566,1.7448509999999999,91.515499780486806,73.074428659649115,"G","G","G","|",".",".","."]
[5,1,22,{"$f":"INDEX(Assump!$C$30:$N$30,$A8258)*INDEX(Assump!$C$56:$FN$56,($B8258-1)*Hrs_in_dy+$C8258)","v":0.41205290112198351},{"$f":"INDEX(ePrice!$F8259:$K8259,P_Off)*EPrice_Fac","v":73.100300288324178},15.55141824553718,null,15.55141824553718,13.478988304093566,1.7448509999999999,89.547190438243788,73.074428659649115,"G","G","G","|",".",".","."]
[5,2,3,{"$f":"INDEX(Assump!$C$30:$N$30,$A8263)*INDEX(Assump!$C$56:$FN$56,($B8263-1)*Hrs_in_dy+$C8263)","v":0.41205290112198351},{"$f":"INDEX(ePrice!$F8264:$K8264,P_Off)*EPrice_Fac","v":63.118804977087287},15.55141824553718,null,15.55141824553718,13.478988304093566,1.7448509999999999,79.464871942044923,73.074428659649115,"G","G","G","|",".",".","."]
[5,2,14,{"$f":"INDEX(Assump!$C$30:$N$30,$A8274)*INDEX(Assump!$C$56:$FN$56,($B8274-1)*Hrs_in_dy+$C8274)","v":0.41205290112198351},{"$f":"INDEX(ePrice!$F8275:$K8275,P_Off)*EPrice_Fac","v":226.5769640142384},15.55141824553718,null,15.55141824553718,13.478988304093566,1.7448509999999999,244.57412349472281,73.074428659649115,"G","G","G","|",".",".","."]
[5,3,4,{"$f":"INDEX(Assump!$C$30:$N$30,$A8288)*INDEX(Assump!$C$56:$FN$56,($B8288-1)*Hrs_in_dy+$C8288)","v":0.41205290112198351},{"$f":"INDEX(ePrice!$F8289:$K8289,P_Off)*EPrice_Fac","v":6.5550118461854254E-2},15.55141824553718,null,15.55141824553718,13.478988304093566,1.7448509999999999,15.774715519190943,73.074428659649115,"E","G","G","|",".",".","."]
[5,3,5,{"$f":"INDEX(Assump!$C$30:$N$30,$A8289)*INDEX(Assump!$C$56:$FN$56,($B8289-1)*Hrs_in_dy+$C8289)","v":0.41205290112198351},{"$f":"INDEX(ePrice!$F8290:$K8290,P_Off)*EPrice_Fac","v":29.461798697764308},15.55141824553718,null,15.55141824553718,13.478988304093566,1.7448509999999999,45.467895902324734,73.074428659649115,"E","G","G","|",".",".","."]
[5,3,20,{"$f":"INDEX(Assump!$C$30:$N$30,$A8304)*INDEX(Assump!$C$56:$FN$56,($B8304-1)*Hrs_in_dy+$C8304)","v":0.41205290112198351},{"$f":"INDEX(ePrice!$F8305:$K8305,P_Off)*EPrice_Fac","v":104.57031625169259},15.55141824553718,null,15.55141824553718,13.478988304093566,1.7448509999999999,121.33508535073715,73.074428659649115,"G","G","G","|",".",".","."]
[5,4,1,{"$f":"INDEX(Assump!$C$30:$N$30,$A8309)*INDEX(Assump!$C$56:$FN$56,($B8309-1)*Hrs_in_dy+$C8309)","v":0.41205290112198351},{"$f":"INDEX(ePrice!$F8310:$K8310,P_Off)*EPrice_Fac","v":3.2894241264494126},15.55141824553718,null,15.55141824553718,13.478988304093566,1.7448509999999999,19.031153911097569,73.074428659649115,"E","G","G","|",6.5928464179517343,9.8892696269276019,9.8892696269276019]
[5,4,12,{"$f":"INDEX(Assump!$C$30:$N$30,$A8320)*INDEX(Assump!$C$56:$FN$56,($B8320-1)*Hrs_in_dy+$C8320)","v":0.41205290112198351},{"$f":"INDEX(ePrice!$F8321:$K8321,P_Off)*EPrice_Fac","v":96.954584306760779},15.55141824553718,null,15.55141824553718,13.478988304093566,1.7448509999999999,113.64242682050299,73.074428659649115,"G","G","G","|",".",".","."]
[5,4,24,{"$f":"INDEX(Assump!$C$30:$N$30,$A8332)*INDEX(Assump!$C$56:$FN$56,($B8332-1)*Hrs_in_dy+$C8332)","v":0.41205290112198351},{"$f":"INDEX(ePrice!$F8333:$K8333,P_Off)*EPrice_Fac","v":37.381444828291976},15.55141824553718,null,15.55141824553718,13.478988304093566,1.7448509999999999,53.467538458413287,73.074428659649115,"E","G","G","|",".",".","."]
[5,5,7,{"$f":"INDEX(Assump!$C$30:$N$30,$A8339)*INDEX(Assump!$C$56:$FN$56,($B8339-1)*Hrs_in_dy+$C8339)","v":0.41205290112198351},{"$f":"INDEX(ePrice!$F8340:$K8340,P_Off)*EPrice_Fac","v":31.881193979174569},15.55141824553718,null,15.55141824553718,13.478988304093566,1.7448509999999999,47.911729519910857,73.074428659649115,"E","G","G","|",".",".","."]
[5,5,18,{"$f":"INDEX(Assump!$C$30:$N$30,$A8350)*INDEX(Assump!$C$56:$FN$56,($B8350-1)*Hrs_in_dy+$C8350)","v":0.41205290112198351},{"$f":"INDEX(ePrice!$F8351:$K8351,P_Off)*EPrice_Fac","v":94.976162549548462},15.55141824553718,null,15.55141824553718,13.478988304093566,1.7448509999999999,111.64402100513701,73.074428659649115,"G","G","G","|",".",".","."]
[5,6,9,{"$f":"INDEX(Assump!$C$30:$N$30,$A8365)*INDEX(Assump!$C$56:$FN$56,($B8365-1)*Hrs_in_dy+$C8365)","v":0.41205290112198351},{"$f":"INDEX(ePrice!$F8366:$K8366,P_Off)*EPrice_Fac","v":80.766077116282887},15.55141824553718,null,15.55141824553718,13.478988304093566,1.7448509999999999,97.290399355373808,73.074428659649115,"G","G","G","|",".",".","."]
[5,6,20,{"$f":"INDEX(Assump!$C$30:$N$30,$A8376)*INDEX(Assump!$C$56:$FN$56,($B8376-1)*Hrs_in_dy+$C8376)","v":0.41205290112198351},{"$f":"INDEX(ePrice!$F8377:$K8377,P_Off)*EPrice_Fac","v":105.8782686052337},15.55141824553718,null,15.55141824553718,13.478988304093566,1.7448509999999999,122.65624934421301,73.074428659649115,"G","G","G","|",".",".","."]
[5,7,1,{"$f":"INDEX(Assump!$C$30:$N$30,$A8381)*INDEX(Assump!$C$56:$FN$56,($B8381-1)*Hrs_in_dy+$C8381)","v":0.41205290112198351},{"$f":"INDEX(ePrice!$F8382:$K8382,P_Off)*EPrice_Fac","v":134.91869042634079},15.55141824553718,null,15.55141824553718,13.478988304093566,1.7448509999999999,151.99000875947269,73.074428659649115,"G","G","G","|",9.8892696269276019,9.8892696269276019,9.8892696269276019]
[5,7,10,{"$f":"INDEX(Assump!$C$30:$N$30,$A8390)*INDEX(Assump!$C$56:$FN$56,($B8390-1)*Hrs_in_dy+$C8390)","v":0.41205290112198351},{"$f":"INDEX(ePrice!$F8391:$K8391,P_Off)*EPrice_Fac","v":143.23206005678028},15.55141824553718,null,{"$f":"SUM($F8390:$G8390)","v":15.55141824553718},13.478988304093566,1.7448509999999999,{"$f":"SUM(E8390,H8390)/COP_Elec","v":160.3873518205227},{"$f":"SUM(I8390:J8390)*GJ_MWh/COP_Other","v":73.074428659649115},"G","G","G","|",".",".","."]
[5,1,2,{"$f":"INDEX(Assump!$C$30:$N$30,$A8406)*INDEX(Assump!$C$56:$FN$56,($B8406-1)*Hrs_in_dy+$C8406)","v":0.41205290112198351},{"$f":"INDEX(ePrice!$F8407:$K8407,P_Off)*EPrice_Fac","v":3.1048742092128654},15.55141824553718,null,15.55141824553718,13.478988304093566,1.7448509999999999,18.844739853282874,73.074428659649115,"E","E","G","|",".",".","."]
[5,1,7,{"$f":"INDEX(Assump!$C$30:$N$30,$A8411)*INDEX(Assump!$C$56:$FN$56,($B8411-1)*Hrs_in_dy+$C8411)","v":0.41205290112198351},{"$f":"INDEX(ePrice!$F8412:$K8412,P_Off)*EPrice_Fac","v":39.16468446950617},15.55141824553718,null,15.55141824553718,13.478988304093566,1.7448509999999999,55.26879062125591,73.074428659649115,"E","E","G","|",".",".","."]
[5,1,18,{"$f":"INDEX(Assump!$C$30:$N$30,$A8422)*INDEX(Assump!$C$56:$FN$56,($B8422-1)*Hrs_in_dy+$C8422)","v":0.41205290112198351},{"$f":"INDEX(ePrice!$F8423:$K8423,P_Off)*EPrice_Fac","v":43.187572333797036},15.55141824553718,null,15.55141824553718,13.478988304093566,1.7448509999999999,59.332313716499208,73.074428659649115,"E","E","G","|",".",".","."]
[5,1,23,{"$f":"INDEX(Assump!$C$30:$N$30,$A8427)*INDEX(Assump!$C$56:$FN$56,($B8427-1)*Hrs_in_dy+$C8427)","v":0.41205290112198351},{"$f":"INDEX(ePrice!$F8428:$K8428,P_Off)*EPrice_Fac","v":19.178884004177398},15.55141824553718,null,15.55141824553718,13.478988304093566,1.7448509999999999,35.081113383550075,73.074428659649115,"E","E","G","|",".",".","."]
[5,2,14,{"$f":"INDEX(Assump!$C$30:$N$30,$A8442)*INDEX(Assump!$C$56:$FN$56,($B8442-1)*Hrs_in_dy+$C8442)","v":0.41205290112198351},{"$f":"INDEX(ePrice!$F8443:$K8443,P_Off)*EPrice_Fac","v":205.51226710208022},15.55141824553718,null,15.55141824553718,13.478988304093566,1.7448509999999999,223.2966518662802,73.074428659649115,"G","G","G","|",".",".","."]
[5,3,1,{"$f":"INDEX(Assump!$C$30:$N$30,$A8453)*INDEX(Assump!$C$56:$FN$56,($B8453-1)*Hrs_in_dy+$C8453)","v":0.41205290112198351},{"$f":"INDEX(ePrice!$F8454:$K8454,P_Off)*EPrice_Fac","v":157.76970981729104},{"$f":"Nwk_Elec_Var","v":15.55141824553718},null,15.55141824553718,{"$f":"IF(Other_fuel=\"Gas\",\nCHOOSE(Gas_price_option,Other_fuel_price_wholesale_flex,Gas_elec_m*$E8453+Gas_elec_c),\nOther_fuel_price_wholesale_flex)","v":13.478988304093566},{"$f":"IF(Other_fuel=\"Gas\",Nwk_Gas_Var,0)","v":1.7448509999999999},175.07184652810932,73.074428659649115,{"$f":"IF(K8453<L8453,ID_E,ID_O)","v":"G"},{"$f":"IF($C8453=1,IF(SUM($D8453:$D8476)=0,\".\",IF(SUMPRODUCT($K8453:$K8476,$D8453:$D8476)<SUMPRODUCT($L8453:$L8476,$D8453:$D8476),ID_E,ID_O)),N8452)","v":"G"},{"$f":"IF(SUM($B8453:$C8453)=2,IF(SUMPRODUCT($K8453:$K8620,$D8453:$D8620)<SUMPRODUCT($L8453:$L8620,$D8453:$D8620),ID_E,ID_O),O8452)","v":"G"},"|",{"$f":"IF($C8453=1,SUMIFS($D8453:$D8476,M8453:M8476,ID_O),\".\")","v":9.8892696269276019},{"$f":"IF($C8453=1,SUMIFS($D8453:$D8476,N8453:N8476,ID_O),\".\")","v":9.8892696269276019},{"$f":"IF($C8453=1,SUMIFS($D8453:$D8476,O8453:O8476,ID_O),\".\")","v":9.8892696269276019}]
[5,3,13,{"$f":"INDEX(Assump!$C$30:$N$30,$A8465)*INDEX(Assump!$C$56:$FN$56,($B8465-1)*Hrs_in_dy+$C8465)","v":0.41205290112198351},{"$f":"INDEX(ePrice!$F8466:$K8466,P_Off)*EPrice_Fac","v":116.59942863637242},15.55141824553718,null,15.55141824553718,13.478988304093566,1.7448509999999999,133.48570392112083,73.074428659649115,"G","G","G","|",".",".","."]
[5,3,20,{"$f":"INDEX(Assump!$C$30:$N$30,$A8472)*INDEX(Assump!$C$56:$FN$56,($B8472-1)*Hrs_in_dy+$C8472)","v":0.41205290112198351},{"$f":"INDEX(ePrice!$F8473:$K8473,P_Off)*EPrice_Fac","v":168.72740147089726},15.55141824553718,null,15.55141824553718,13.478988304093566,1.7448509999999999,186.14022193579237,73.074428659649115,"G","G","G","|",".",".","."]
[5,4,7,{"$f":"INDEX(Assump!$C$30:$N$30,$A8483)*INDEX(Assump!$C$56:$FN$56,($B8483-1)*Hrs_in_dy+$C8483)","v":0.41205290112198351},{"$f":"INDEX(ePrice!$F8484:$K8484,P_Off)*EPrice_Fac","v":113.92724876140015},15.55141824553718,null,15.55141824553718,13.478988304093566,1.7448509999999999,130.78653233023974,73.074428659649115,"G","G","G","|",".",".","."]
[5,4,12,{"$f":"INDEX(Assump!$C$30:$N$30,$A8488)*INDEX(Assump!$C$56:$FN$56,($B8488-1)*Hrs_in_dy+$C8488)","v":0.41205290112198351},{"$f":"INDEX(ePrice!$F8489:$K8489,P_Off)*EPrice_Fac","v":107.15031993187526},15.55141824553718,null,15.55141824553718,13.478988304093566,1.7448509999999999,123.94114967415398,73.074428659649115,"G","G","G","|",".",".","."]
[5,4,23,{"$f":"INDEX(Assump!$C$30:$N$30,$A8499)*INDEX(Assump!$C$56:$FN$56,($B8499-1)*Hrs_in_dy+$C8499)","v":0.41205290112198351},{"$f":"INDEX(ePrice!$F8500:$K8500,P_Off)*EPrice_Fac","v":52.133820055257829},15.55141824553718,null,15.55141824553718,13.478988304093566,1.7448509999999999,68.368927576560608,73.074428659649115,"E","G","G","|",".",".","."]
[5,5,14,{"$f":"INDEX(Assump!$C$30:$N$30,$A8514)*INDEX(Assump!$C$56:$FN$56,($B8514-1)*Hrs_in_dy+$C8514)","v":0.41205290112198351},{"$f":"INDEX(ePrice!$F8515:$K8515,P_Off)*EPrice_Fac","v":53.730111315361626},15.55141824553718,null,15.55141824553718,13.478988304093566,1.7448509999999999,69.98134299080688,73.074428659649115,"E","G","G","|",".",".","."]
[5,5,23,{"$f":"INDEX(Assump!$C$30:$N$30,$A8523)*INDEX(Assump!$C$56:$FN$56,($B8523-1)*Hrs_in_dy+$C8523)","v":0.41205290112198351},{"$f":"INDEX(ePrice!$F8524:$K8524,P_Off)*EPrice_Fac","v":102.68304329187785},15.55141824553718,null,15.55141824553718,13.478988304093566,1.7448509999999999,119.42874902769195,73.074428659649115,"G","G","G","|",".",".","."]
[5,6,5,{"$f":"INDEX(Assump!$C$30:$N$30,$A8529)*INDEX(Assump!$C$56:$FN$56,($B8529-1)*Hrs_in_dy+$C8529)","v":0.41205290112198351},{"$f":"INDEX(ePrice!$F8530:$K8530,P_Off)*EPrice_Fac","v":114.87449852014304},15.55141824553718,null,15.55141824553718,13.478988304093566,1.7448509999999999,131.74335026836386,73.074428659649115,"G","G","G","|",".",".","."]
[5,6,20,{"$f":"INDEX(Assump!$C$30:$N$30,$A8544)*INDEX(Assump!$C$56:$FN$56,($B8544-1)*Hrs_in_dy+$C8544)","v":0.41205290112198351},{"$f":"INDEX(ePrice!$F8545:$K8545,P_Off)*EPrice_Fac","v":160.37172304346754},15.55141824553718,null,15.55141824553718,13.478988304093566,1.7448509999999999,177.7001427161664,73.074428659649115,"G","G","G","|",".",".","."]
[5,6,21,{"$f":"INDEX(Assump!$C$30:$N$30,$A8545)*INDEX(Assump!$C$56:$FN$56,($B8545-1)*Hrs_in_dy+$C8545)","v":0.41205290112198351},{"$f":"INDEX(ePrice!$F8546:$K8546,P_Off)*EPrice_Fac","v":116.93856743888531},15.55141824553718,null,15.55141824553718,13.478988304093566,1.7448509999999999,133.82826836810352,73.074428659649115,"G","G","G","|",".",".","."]
[5,7,12,{"$f":"INDEX(Assump!$C$30:$N$30,$A8560)*INDEX(Assump!$C$56:$FN$56,($B8560-1)*Hrs_in_dy+$C8560)","v":0.41205290112198351},{"$f":"INDEX(ePrice!$F8561:$K8561,P_Off)*EPrice_Fac","v":142.91192193478653},15.55141824553718,null,15.55141824553718,13.478988304093566,1.7448509999999999,160.06397998012497,73.074428659649115,"G","G","G","|",".",".","."]
[5,7,17,{"$f":"INDEX(Assump!$C$30:$N$30,$A8565)*INDEX(Assump!$C$56:$FN$56,($B8565-1)*Hrs_in_dy+$C8565)","v":0.41205290112198351},{"$f":"INDEX(ePrice!$F8566:$K8566,P_Off)*EPrice_Fac","v":58.741179483526274},15.55141824553718,null,15.55141824553718,13.478988304093566,1.7448509999999999,75.043028009155009,73.074428659649115,"G","G","G","|",".",".","."]
[5,1,4,{"$f":"INDEX(Assump!$C$30:$N$30,$A8576)*INDEX(Assump!$C$56:$FN$56,($B8576-1)*Hrs_in_dy+$C8576)","v":0.41205290112198351},{"$f":"INDEX(ePrice!$F8577:$K8577,P_Off)*EPrice_Fac","v":24.815592252275216},15.55141824553718,null,15.55141824553718,13.478988304093566,1.7448509999999999,40.774758078598381,73.074428659649115,"E","G","G","|",".",".","."]
[5,1,18,{"$f":"INDEX(Assump!$C$30:$N$30,$A8590)*INDEX(Assump!$C$56:$FN$56,($B8590-1)*Hrs_in_dy+$C8590)","v":0.41205290112198351},{"$f":"INDEX(ePrice!$F8591:$K8591,P_Off)*EPrice_Fac","v":91.207685472015157},15.55141824553718,null,15.55141824553718,13.478988304093566,1.7448509999999999,107.83747850257812,73.074428659649115,"G","G","G","|",".",".","."]
[5,1,23,{"$f":"INDEX(Assump!$C$30:$N$30,$A8595)*INDEX(Assump!$C$56:$FN$56,($B8595-1)*Hrs_in_dy+$C8595)","v":0.41205290112198351},{"$f":"INDEX(ePrice!$F8596:$K8596,P_Off)*EPrice_Fac","v":82.62362435160226},15.55141824553718,null,15.55141824553718,13.478988304093566,1.7448509999999999,99.16670969408024,73.074428659649115,"G","G","G","|",".",".","."]
[5,2,10,{"$f":"INDEX(Assump!$C$30:$N$30,$A8606)*INDEX(Assump!$C$56:$FN$56,($B8606-1)*Hrs_in_dy+$C8606)","v":0.41205290112198351},{"$f":"INDEX(ePrice!$F8607:$K8607,P_Off)*EPrice_Fac","v":118.52356877169716},15.55141824553718,null,15.55141824553718,13.478988304093566,1.7448509999999999,135.42927981538824,73.074428659649115,"G","G","G","|",".",".","."]
[5,3,1,{"$f":"INDEX(Assump!$C$30:$N$30,$A8621)*INDEX(Assump!$C$56:$FN$56,($B8621-1)*Hrs_in_dy+$C8621)","v":0.41205290112198351},{"$f":"INDEX(ePrice!$F8622:$K8622,P_Off)*EPrice_Fac","v":73.59162835298946},15.55141824553718,null,15.55141824553718,13.478988304093566,1.7448509999999999,90.043481412653165,73.074428659649115,"G","G","G","|",9.4772167258056186,9.8892696269276019,9.8892696269276019]
[5,3,12,{"$f":"INDEX(Assump!$C$30:$N$30,$A8632)*INDEX(Assump!$C$56:$FN$56,($B8632-1)*Hrs_in_dy+$C8632)","v":0.41205290112198351},{"$f":"INDEX(ePrice!$F8633:$K8633,P_Off)*EPrice_Fac","v":80.530546829831749},15.55141824553718,null,15.55141824553718,13.478988304093566,1.7448509999999999,97.052489975120125,73.074428659649115,"G","G","G","|",".",".","."]
[5,3,17,{"$f":"INDEX(Assump!$C$30:$N$30,$A8637)*INDEX(Assump!$C$56:$FN$56,($B8637-1)*Hrs_in_dy+$C8637)","v":0.41205290112198351},{"$f":"INDEX(ePrice!$F8638:$K8638,P_Off)*EPrice_Fac","v":73.208847638891342},15.55141824553718,null,15.55141824553718,13.478988304093566,1.7448509999999999,89.65683422669548,73.074428659649115,"G","G","G","|",".",".","."]
[5,4,3,{"$f":"INDEX(Assump!$C$30:$N$30,$A8647)*INDEX(Assump!$C$56:$FN$56,($B8647-1)*Hrs_in_dy+$C8647)","v":0.41205290112198351},{"$f":"INDEX(ePrice!$F8648:$K8648,P_Off)*EPrice_Fac","v":71.319376879938972},15.55141824553718,null,15.55141824553718,13.478988304093566,1.7448509999999999,87.748277904521359,73.074428659649115,"G","G","G","|",".",".","."]
[5,4,18,{"$f":"INDEX(Assump!$C$30:$N$30,$A8662)*INDEX(Assump!$C$56:$FN$56,($B8662-1)*Hrs_in_dy+$C8662)","v":0.41205290112198351},{"$f":"INDEX(ePrice!$F8663:$K8663,P_Off)*EPrice_Fac","v":86.198959106688847},15.55141824553718,null,15.55141824553718,13.478988304093566,1.7448509999999999,102.77815894164245,73.074428659649115,"G","G","G","|",".",".","."]
[5,4,23,{"$f":"INDEX(Assump!$C$30:$N$30,$A8667)*INDEX(Assump!$C$56:$FN$56,($B8667-1)*Hrs_in_dy+$C8667)","v":0.41205290112198351},{"$f":"INDEX(ePrice!$F8668:$K8668,P_Off)*EPrice_Fac","v":74.41419967477475},15.55141824553718,null,15.55141824553718,13.478988304093566,1.7448509999999999,90.874361535668612,73.074428659649115,"G","G","G","|",".",".","."]
[5,5,14,{"$f":"INDEX(Assump!$C$30:$N$30,$A8682)*INDEX(Assump!$C$56:$FN$56,($B8682-1)*Hrs_in_dy+$C8682)","v":0.41205290112198351},{"$f":"INDEX(ePrice!$F8683:$K8683,P_Off)*EPrice_Fac","v":73.420598672222226},15.55141824553718,null,15.55141824553718,13.478988304093566,1.7448509999999999,89.870724159352932,73.074428659649115,"G","G","G","|",".",".","."]
[5,5,15,{"$f":"INDEX(Assump!$C$30:$N$30,$A8683)*INDEX(Assump!$C$56:$FN$56,($B8683-1)*Hrs_in_dy+$C8683)","v":0.41205290112198351},{"$f":"INDEX(ePrice!$F8684:$K8684,P_Off)*EPrice_Fac","v":74.365334051698397},15.55141824553718,null,15.55141824553718,13.478988304093566,1.7448509999999999,90.825002320439978,73.074428659649115,"G","G","G","|",".",".","."]
[5,6,6,{"$f":"INDEX(Assump!$C$30:$N$30,$A8698)*INDEX(Assump!$C$56:$FN$56,($B8698-1)*Hrs_in_dy+$C8698)","v":0.41205290112198351},{"$f":"INDEX(ePrice!$F8699:$K8699,P_Off)*EPrice_Fac","v":38.017454753403577},15.55141824553718,null,15.55141824553718,13.478988304093566,1.7448509999999999,54.109972726202784,73.074428659649115,"E","G","G","|",".",".","."]
[5,6,17,{"$f":"INDEX(Assump!$C$30:$N$30,$A8709)*INDEX(Assump!$C$56:$FN$56,($B8709-1)*Hrs_in_dy+$C8709)","v":0.41205290112198351},{"$f":"INDEX(ePrice!$F8710:$K8710,P_Off)*EPrice_Fac","v":77.769639126017736},{"$f":"Nwk_Elec_Var","v":15.55141824553718},null,15.55141824553718,{"$f":"IF(Other_fuel=\"Gas\",\nCHOOSE(Gas_price_option,Other_fuel_price_wholesale_flex,Gas_elec_m*$E8709+Gas_elec_c),\nOther_fuel_price_wholesale_flex)","v":13.478988304093566},{"$f":"IF(Other_fuel=\"Gas\",Nwk_Gas_Var,0)","v":1.7448509999999999},94.263694314701937,73.074428659649115,{"$f":"IF(K8709<L8709,ID_E,ID_O)","v":"G"},{"$f":"IF($C8709=1,IF(SUM($D8709:$D8732)=0,\".\",IF(SUMPRODUCT($K8709:$K8732,$D8709:$D8732)<SUMPRODUCT($L8709:$L8732,$D8709:$D8732),ID_E,ID_O)),N8708)","v":"G"},{"$f":"IF(SUM($B8709:$C8709)=2,IF(SUMPRODUCT($K8709:$K8876,$D8709:$D8876)<SUMPRODUCT($L8709:$L8876,$D8709:$D8876),ID_E,ID_O),O8708)","v":"G"},"|",{"$f":"IF($C8709=1,SUMIFS($D8709:$D8732,M8709:M8732,ID_O),\".\")","v":"."},{"$f":"IF($C8709=1,SUMIFS($D8709:$D8732,N8709:N8732,ID_O),\".\")","v":"."},{"$f":"IF($C8709=1,SUMIFS($D8709:$D8732,O8709:O8732,ID_O),\".\")","v":"."}]
[5,6,21,{"$f":"INDEX(Assump!$C$30:$N$30,$A8713)*INDEX(Assump!$C$56:$FN$56,($B8713-1)*Hrs_in_dy+$C8713)","v":0.41205290112198351},{"$f":"INDEX(ePrice!$F8714:$K8714,P_Off)*EPrice_Fac","v":86.484008574634245},15.55141824553718,null,15.55141824553718,13.478988304093566,1.7448509999999999,103.06608769714285,73.074428659649115,"G","G","G","|",".",".","."]
[5,7,12,{"$f":"INDEX(Assump!$C$30:$N$30,$A8728)*INDEX(Assump!$C$56:$FN$56,($B8728-1)*Hrs_in_dy+$C8728)","v":0.41205290112198351},{"$f":"INDEX(ePrice!$F8729:$K8729,P_Off)*EPrice_Fac","v":85.368243514390826},15.55141824553718,null,15.55141824553718,13.478988304093566,1.7448509999999999,101.93905228275555,73.074428659649115,"G","G","G","|",".",".","."]
[5,7,23,{"$f":"INDEX(Assump!$C$30:$N$30,$A8739)*INDEX(Assump!$C$56:$FN$56,($B8739-1)*Hrs_in_dy+$C8739)","v":0.41205290112198351},{"$f":"INDEX(ePrice!$F8740:$K8740,P_Off)*EPrice_Fac","v":80.717865051624443},15.55141824553718,null,15.55141824553718,13.478988304093566,1.7448509999999999,97.241700300163259,73.074428659649115,"G","G","G","|",".",".","."]
[5,1,4,{"$f":"INDEX(Assump!$C$30:$N$30,$A8744)*INDEX(Assump!$C$56:$FN$56,($B8744-1)*Hrs_in_dy+$C8744)","v":0.41205290112198351},{"$f":"INDEX(ePrice!$F8745:$K8745,P_Off)*EPrice_Fac","v":53.136106599695864},15.55141824553718,null,15.55141824553718,13.478988304093566,1.7448509999999999,69.381338227508124,73.074428659649115,"E","G","G","|",".",".","."]
[5,1,15,{"$f":"INDEX(Assump!$C$30:$N$30,$A8755)*INDEX(Assump!$C$56:$FN$56,($B8755-1)*Hrs_in_dy+$C8755)","v":0.41205290112198351},{"$f":"INDEX(ePrice!$F8756:$K8756,P_Off)*EPrice_Fac","v":112.73218961664216},15.55141824553718,null,15.55141824553718,13.478988304093566,1.7448509999999999,129.57940188098922,73.074428659649115,"G","G","G","|",".",".","."]
[5,2,3,{"$f":"INDEX(Assump!$C$30:$N$30,$A8767)*INDEX(Assump!$C$56:$FN$56,($B8767-1)*Hrs_in_dy+$C8767)","v":0.41205290112198351},{"$f":"INDEX(ePrice!$F8768:$K8768,P_Off)*EPrice_Fac","v":81.502746782574022},15.55141824553718,null,15.55141824553718,13.478988304093566,1.7448509999999999,98.034510129405248,73.074428659649115,"G","G","G","|",".",".","."]
[5,2,10,{"$f":"INDEX(Assump!$C$30:$N$30,$A8774)*INDEX(Assump!$C$56:$FN$56,($B8774-1)*Hrs_in_dy+$C8774)","v":0.41205290112198351},{"$f":"INDEX(ePrice!$F8775:$K8775,P_Off)*EPrice_Fac","v":102.88663789015835},15.55141824553718,null,{"$f":"SUM($F8774:$G8774)","v":15.55141824553718},13.478988304093566,1.7448509999999999,{"$f":"SUM(E8774,H8774)/COP_Elec","v":119.63440013706619},{"$f":"SUM(I8774:J8774)*GJ_MWh/COP_Other","v":73.074428659649115},"G","G","G","|",".",".","."]
[5,2,21,{"$f":"INDEX(Assump!$C$30:$N$30,$A8785)*INDEX(Assump!$C$56:$FN$56,($B8785-1)*Hrs_in_dy+$C8785)","v":0.41205290112198351},{"$f":"INDEX(ePrice!$F8786:$K8786,P_Off)*EPrice_Fac","v":77.140084481521455},15.55141824553718,null,15.55141824553718,13.478988304093566,1.7448509999999999,93.627780532382459,73.074428659649115,"G","G","G","|",".",".","."]
[5,3,12,{"$f":"INDEX(Assump!$C$30:$N$30,$A8800)*INDEX(Assump!$C$56:$FN$56,($B8800-1)*Hrs_in_dy+$C8800)","v":0.41205290112198351},{"$f":"INDEX(ePrice!$F8801:$K8801,P_Off)*EPrice_Fac","v":75.658895283731866},15.55141824553718,null,15.55141824553718,13.478988304093566,1.7448509999999999,92.131629827544486,73.074428659649115,"G","G","G","|",".",".","."]
[5,3,17,{"$f":"INDEX(Assump!$C$30:$N$30,$A8805)*INDEX(Assump!$C$56:$FN$56,($B8805-1)*Hrs_in_dy+$C8805)","v":0.41205290112198351},{"$f":"INDEX(ePrice!$F8806:$K8806,P_Off)*EPrice_Fac","v":73.362429678755547},15.55141824553718,null,15.55141824553718,13.478988304093566,1.7448509999999999,89.811967600295688,73.074428659649115,"G","G","G","|",".",".","."]
[5,4,4,{"$f":"INDEX(Assump!$C$30:$N$30,$A8816)*INDEX(Assump!$C$56:$FN$56,($B8816-1)*Hrs_in_dy+$C8816)","v":0.41205290112198351},{"$f":"INDEX(ePrice!$F8817:$K8817,P_Off)*EPrice_Fac","v":37.882347256072705},15.55141824553718,null,15.55141824553718,13.478988304093566,1.7448509999999999,53.97350050667665,73.074428659649115,"E","G","G","|",".",".","."]
[5,4,9,{"$f":"INDEX(Assump!$C$30:$N$30,$A8821)*INDEX(Assump!$C$56:$FN$56,($B8821-1)*Hrs_in_dy+$C8821)","v":0.41205290112198351},{"$f":"INDEX(ePrice!$F8822:$K8822,P_Off)*EPrice_Fac","v":104.67900128916425},15.55141824553718,null,15.55141824553718,13.478988304093566,1.7448509999999999,121.44486821687013,73.074428659649115,"G","G","G","|",".",".","."]
[5,4,21,{"$f":"INDEX(Assump!$C$30:$N$30,$A8833)*INDEX(Assump!$C$56:$FN$56,($B8833-1)*Hrs_in_dy+$C8833)","v":0.41205290112198351},{"$f":"INDEX(ePrice!$F8834:$K8834,P_Off)*EPrice_Fac","v":77.177425385667419},15.55141824553718,null,15.55141824553718,13.478988304093566,1.7448509999999999,93.665498617378375,73.074428659649115,"G","G","G","|",".",".","."]
[5,5,10,{"$f":"INDEX(Assump!$C$30:$N$30,$A8846)*INDEX(Assump!$C$56:$FN$56,($B8846-1)*Hrs_in_dy+$C8846)","v":0.41205290112198351},{"$f":"INDEX(ePrice!$F8847:$K8847,P_Off)*EPrice_Fac","v":82.834572363779813},15.55141824553718,null,15.55141824553718,13.478988304093566,1.7448509999999999,99.379788494259586,73.074428659649115,"G","G","G","|",".",".","."]
[5,5,15,{"$f":"INDEX(Assump!$C$30:$N$30,$A8851)*INDEX(Assump!$C$56:$FN$56,($B8851-1)*Hrs_in_dy+$C8851)","v":0.41205290112198351},{"$f":"INDEX(ePrice!$F8852:$K8852,P_Off)*EPrice_Fac","v":90.196953964557537},15.55141824553718,null,15.55141824553718,13.478988304093566,1.7448509999999999,106.81653758595426,73.074428659649115,"G","G","G","|",".",".","."]
[5,6,2,{"$f":"INDEX(Assump!$C$30:$N$30,$A8862)*INDEX(Assump!$C$56:$FN$56,($B8862-1)*Hrs_in_dy+$C8862)","v":0.41205290112198351},{"$f":"INDEX(ePrice!$F8863:$K8863,P_Off)*EPrice_Fac","v":85.840515147529288},15.55141824553718,null,15.55141824553718,13.478988304093566,1.7448509999999999,102.41609433643077,73.074428659649115,"G","G","G","|",".",".","."]
[5,6,17,{"$f":"INDEX(Assump!$C$30:$N$30,$A8877)*INDEX(Assump!$C$56:$FN$56,($B8877-1)*Hrs_in_dy+$C8877)","v":0.41205290112198351},{"$f":"INDEX(ePrice!$F8878:$K8878,P_Off)*EPrice_Fac","v":66.566385124191498},15.55141824553718,null,15.55141824553718,13.478988304093566,1.7448509999999999,82.947276131039061,73.074428659649115,"G","G","G","|",".",".","."]
[5,6,22,{"$f":"INDEX(Assump!$C$30:$N$30,$A8882)*INDEX(Assump!$C$56:$FN$56,($B8882-1)*Hrs_in_dy+$C8882)","v":0.41205290112198351},{"$f":"INDEX(ePrice!$F8883:$K8883,P_Off)*EPrice_Fac","v":57.000890178802351},15.55141824553718,null,15.55141824553718,13.478988304093566,1.7448509999999999,73.28516002458538,73.074428659649115,"G","G","G","|",".",".","."]
[5,7,7,{"$f":"INDEX(Assump!$C$30:$N$30,$A8891)*INDEX(Assump!$C$56:$FN$56,($B8891-1)*Hrs_in_dy+$C8891)","v":0.41205290112198351},{"$f":"INDEX(ePrice!$F8892:$K8892,P_Off)*EPrice_Fac","v":38.871881215940547},15.55141824553718,null,15.55141824553718,13.478988304093566,1.7448509999999999,54.97302975906841,73.074428659649115,"E","G","G","|",".",".","."]
[5,7,23,{"$f":"INDEX(Assump!$C$30:$N$30,$A8907)*INDEX(Assump!$C$56:$FN$56,($B8907-1)*Hrs_in_dy+$C8907)","v":0.41205290112198351},{"$f":"INDEX(ePrice!$F8908:$K8908,P_Off)*EPrice_Fac","v":53.111212663598565},15.55141824553718,null,15.55141824553718,13.478988304093566,1.7448509999999999,69.356192837510847,73.074428659649115,"E","G","G","|",".",".","."]
[5,1,10,{"$f":"INDEX(Assump!$C$30:$N$30,$A8918)*INDEX(Assump!$C$56:$FN$56,($B8918-1)*Hrs_in_dy+$C8918)","v":0.41205290112198351},{"$f":"INDEX(ePrice!$F8919:$K8919,P_Off)*EPrice_Fac","v":64.7706249377283},15.55141824553718,null,15.55141824553718,13.478988304093566,1.7448509999999999,81.133376952793412,73.074428659649115,"G","G","G","|",".",".","."]
[5,1,15,{"$f":"INDEX(Assump!$C$30:$N$30,$A8923)*INDEX(Assump!$C$56:$FN$56,($B8923-1)*Hrs_in_dy+$C8923)","v":0.41205290112198351},{"$f":"INDEX(ePrice!$F8924:$K8924,P_Off)*EPrice_Fac","v":66.932636102547207},15.55141824553718,null,15.55141824553718,13.478988304093566,1.7448509999999999,83.317226614226655,73.074428659649115,"G","G","G","|",".",".","."]
[5,2,6,{"$f":"INDEX(Assump!$C$30:$N$30,$A8938)*INDEX(Assump!$C$56:$FN$56,($B8938-1)*Hrs_in_dy+$C8938)","v":0.41205290112198351},{"$f":"INDEX(ePrice!$F8939:$K8939,P_Off)*EPrice_Fac","v":41.472936161650679},15.55141824553718,null,15.55141824553718,13.478988304093566,1.7448509999999999,57.600357987058445,73.074428659649115,"E","G","G","|",".",".","."]
[5,2,7,{"$f":"INDEX(Assump!$C$30:$N$30,$A8939)*INDEX(Assump!$C$56:$FN$56,($B8939-1)*Hrs_in_dy+$C8939)","v":0.41205290112198351},{"$f":"INDEX(ePrice!$F8940:$K8940,P_Off)*EPrice_Fac","v":56.158464281188245},15.55141824553718,null,15.55141824553718,13.478988304093566,1.7448509999999999,72.434224774470124,73.074428659649115,"E","G","G","|",".",".","."]
[5,2,17,{"$f":"INDEX(Assump!$C$30:$N$30,$A8949)*INDEX(Assump!$C$56:$FN$56,($B8949-1)*Hrs_in_dy+$C8949)","v":0.41205290112198351},{"$f":"INDEX(ePrice!$F8950:$K8950,P_Off)*EPrice_Fac","v":96.303692341622323},15.55141824553718,null,15.55141824553718,13.478988304093566,1.7448509999999999,112.98496018905,73.074428659649115,"G","G","G","|",".",".","."]
[5,3,8,{"$f":"INDEX(Assump!$C$30:$N$30,$A8964)*INDEX(Assump!$C$56:$FN$56,($B8964-1)*Hrs_in_dy+$C8964)","v":0.41205290112198351},{"$f":"INDEX(ePrice!$F8965:$K8965,P_Off)*EPrice_Fac","v":57.35160737214639},15.55141824553718,null,15.55141824553718,13.478988304093566,1.7448509999999999,73.63941981584199,73.074428659649115,"G","G","G","|",".",".","."]
[5,3,13,{"$f":"INDEX(Assump!$C$30:$N$30,$A8969)*INDEX(Assump!$C$56:$FN$56,($B8969-1)*Hrs_in_dy+$C8969)","v":0.41205290112198351},{"$f":"INDEX(ePrice!$F8970:$K8970,P_Off)*EPrice_Fac","v":62.617584773593279},15.55141824553718,null,15.55141824553718,13.478988304093566,1.7448509999999999,78.95858890821259,73.074428659649115,"G","G","G","|",".",".","."]
[5,4,4,{"$f":"INDEX(Assump!$C$30:$N$30,$A8984)*INDEX(Assump!$C$56:$FN$56,($B8984-1)*Hrs_in_dy+$C8984)","v":0.41205290112198351},{"$f":"INDEX(ePrice!$F8985:$K8985,P_Off)*EPrice_Fac","v":45.106191438628514},15.55141824553718,null,15.55141824553718,13.478988304093566,1.7448509999999999,61.27031281228858,73.074428659649115,"E","G","G","|",".",".","."]
[5,4,15,{"$f":"INDEX(Assump!$C$30:$N$30,$A8995)*INDEX(Assump!$C$56:$FN$56,($B8995-1)*Hrs_in_dy+$C8995)","v":0.41205290112198351},{"$f":"INDEX(ePrice!$F8996:$K8996,P_Off)*EPrice_Fac","v":70.512065375421656},15.55141824553718,null,15.55141824553718,13.478988304093566,1.7448509999999999,86.932811738342252,73.074428659649115,"G","G","G","|",".",".","."]
[5,4,20,{"$f":"INDEX(Assump!$C$30:$N$30,$A9000)*INDEX(Assump!$C$56:$FN$56,($B9000-1)*Hrs_in_dy+$C9000)","v":0.41205290112198351},{"$f":"INDEX(ePrice!$F9001:$K9001,P_Off)*EPrice_Fac","v":96.267808338886752},15.55141824553718,null,15.55141824553718,13.478988304093566,1.7448509999999999,112.94871372164033,73.074428659649115,"G","G","G","|",".",".","."]
[5,5,12,{"$f":"INDEX(Assump!$C$30:$N$30,$A9016)*INDEX(Assump!$C$56:$FN$56,($B9016-1)*Hrs_in_dy+$C9016)","v":0.41205290112198351},{"$f":"INDEX(ePrice!$F9017:$K9017,P_Off)*EPrice_Fac","v":51.251326907097187},15.55141824553718,null,15.55141824553718,13.478988304093566,1.7448509999999999,67.477520356196337,73.074428659649115,"E","G","G","|",".",".","."]
[5,5,21,{"$f":"INDEX(Assump!$C$30:$N$30,$A9025)*INDEX(Assump!$C$56:$FN$56,($B9025-1)*Hrs_in_dy+$C9025)","v":0.41205290112198351},{"$f":"INDEX(ePrice!$F9026:$K9026,P_Off)*EPrice_Fac","v":73.221307581958214},15.55141824553718,null,15.55141824553718,13.478988304093566,1.7448509999999999,89.669420027773128,73.074428659649115,"G","G","G","|",".",".","."]
[5,6,2,{"$f":"INDEX(Assump!$C$30:$N$30,$A9030)*INDEX(Assump!$C$56:$FN$56,($B9030-1)*Hrs_in_dy+$C9030)","v":0.41205290112198351},{"$f":"INDEX(ePrice!$F9031:$K9031,P_Off)*EPrice_Fac","v":46.837594570620411},15.55141824553718,null,{"$f":"SUM($F9030:$G9030)","v":15.55141824553718},13.478988304093566,1.7448509999999999,{"$f":"SUM(E9030,H9030)/COP_Elec","v":63.019204864805644},{"$f":"SUM(I9030:J9030)*GJ_MWh/COP_Other","v":73.074428659649115},"E","G","G","|",".",".","."]
[5,6,13,{"$f":"INDEX(Assump!$C$30:$N$30,$A9041)*INDEX(Assump!$C$56:$FN$56,($B9041-1)*Hrs_in_dy+$C9041)","v":0.41205290112198351},{"$f":"INDEX(ePrice!$F9042:$K9042,P_Off)*EPrice_Fac","v":55.76374025109682},15.55141824553718,null,15.55141824553718,13.478988304093566,1.7448509999999999,72.035513632963642,73.074428659649115,"E","G","G","|",".",".","."]
[5,7,4,{"$f":"INDEX(Assump!$C$30:$N$30,$A9056)*INDEX(Assump!$C$56:$FN$56,($B9056-1)*Hrs_in_dy+$C9056)","v":0.41205290112198351},{"$f":"INDEX(ePrice!$F9057:$K9057,P_Off)*EPrice_Fac","v":64.842392943199457},15.55141824553718,null,15.55141824553718,13.478988304093566,1.7448509999999999,81.205869887612764,73.074428659649115,"G","G","G","|",".",".","."]
[5,7,9,{"$f":"INDEX(Assump!$C$30:$N$30,$A9061)*INDEX(Assump!$C$56:$FN$56,($B9061-1)*Hrs_in_dy+$C9061)","v":0.41205290112198351},{"$f":"INDEX(ePrice!$F9062:$K9062,P_Off)*EPrice_Fac","v":68.188576198292608},15.55141824553718,null,15.55141824553718,13.478988304093566,1.7448509999999999,84.585852973565437,73.074428659649115,"G","G","G","|",".",".","."]
[5,7,20,{"$f":"INDEX(Assump!$C$30:$N$30,$A9072)*INDEX(Assump!$C$56:$FN$56,($B9072-1)*Hrs_in_dy+$C9072)","v":0.41205290112198351},{"$f":"INDEX(ePrice!$F9073:$K9073,P_Off)*EPrice_Fac","v":76.011288794649829},15.55141824553718,null,15.55141824553718,13.478988304093566,1.7448509999999999,92.487582868875762,73.074428659649115,"G","G","G","|",".",".","."]
[5,1,6,{"$f":"INDEX(Assump!$C$30:$N$30,$A9082)*INDEX(Assump!$C$56:$FN$56,($B9082-1)*Hrs_in_dy+$C9082)","v":0.41205290112198351},{"$f":"INDEX(ePrice!$F9083:$K9083,P_Off)*EPrice_Fac","v":6.5384327140859613},15.55141824553718,null,15.55141824553718,13.478988304093566,1.7448509999999999,22.312980767296104,73.074428659649115,"E","E","E","|",".",".","."]
[5,1,11,{"$f":"INDEX(Assump!$C$30:$N$30,$A9087)*INDEX(Assump!$C$56:$FN$56,($B9087-1)*Hrs_in_dy+$C9087)","v":0.41205290112198351},{"$f":"INDEX(ePrice!$F9088:$K9088,P_Off)*EPrice_Fac","v":95.260037515710636},15.55141824553718,null,15.55141824553718,13.478988304093566,1.7448509999999999,111.93076339519982,73.074428659649115,"G","E","E","|",".",".","."]
[5,2,2,{"$f":"INDEX(Assump!$C$30:$N$30,$A9102)*INDEX(Assump!$C$56:$FN$56,($B9102-1)*Hrs_in_dy+$C9102)","v":0.41205290112198351},{"$f":"INDEX(ePrice!$F9103:$K9103,P_Off)*EPrice_Fac","v":36.37823633714774},15.55141824553718,null,15.55141824553718,13.478988304093566,1.7448509999999999,52.454196548166586,73.074428659649115,"E","E","E","|",".",".","."]
[5,2,7,{"$f":"INDEX(Assump!$C$30:$N$30,$A9107)*INDEX(Assump!$C$56:$FN$56,($B9107-1)*Hrs_in_dy+$C9107)","v":0.41205290112198351},{"$f":"INDEX(ePrice!$F9108:$K9108,P_Off)*EPrice_Fac","v":25.029751121422645},15.55141824553718,null,15.55141824553718,13.478988304093566,1.7448509999999999,40.991080168646292,73.074428659649115,"E","E","E","|",".",".","."]
[5,2,18,{"$f":"INDEX(Assump!$C$30:$N$30,$A9118)*INDEX(Assump!$C$56:$FN$56,($B9118-1)*Hrs_in_dy+$C9118)","v":0.41205290112198351},{"$f":"INDEX(ePrice!$F9119:$K9119,P_Off)*EPrice_Fac","v":18.727957651891451},15.55141824553718,null,15.55141824553718,13.478988304093566,1.7448509999999999,34.625632219624876,73.074428659649115,"E","E","E","|",".",".","."]
[5,3,9,{"$f":"INDEX(Assump!$C$30:$N$30,$A9133)*INDEX(Assump!$C$56:$FN$56,($B9133-1)*Hrs_in_dy+$C9133)","v":0.41205290112198351},{"$f":"INDEX(ePrice!$F9134:$K9134,P_Off)*EPrice_Fac","v":72.690760542183597},15.55141824553718,null,15.55141824553718,13.478988304093566,1.7448509999999999,89.133513926990688,73.074428659649115,"G","E","E","|",".",".","."]
[5,3,16,{"$f":"INDEX(Assump!$C$30:$N$30,$A9140)*INDEX(Assump!$C$56:$FN$56,($B9140-1)*Hrs_in_dy+$C9140)","v":0.41205290112198351},{"$f":"INDEX(ePrice!$F9141:$K9141,P_Off)*EPrice_Fac","v":48.46269743252612},15.55141824553718,null,15.55141824553718,13.478988304093566,1.7448509999999999,64.660722907134655,73.074428659649115,"E","E","E","|",".",".","."]
[5,3,24,{"$f":"INDEX(Assump!$C$30:$N$30,$A9148)*INDEX(Assump!$C$56:$FN$56,($B9148-1)*Hrs_in_dy+$C9148)","v":0.41205290112198351},{"$f":"INDEX(ePrice!$F9149:$K9149,P_Off)*EPrice_Fac","v":57.044701886340242},15.55141824553718,null,15.55141824553718,13.478988304093566,1.7448509999999999,73.329414274623659,73.074428659649115,"G","E","E","|",".",".","."]
[5,4,15,{"$f":"INDEX(Assump!$C$30:$N$30,$A9163)*INDEX(Assump!$C$56:$FN$56,($B9163-1)*Hrs_in_dy+$C9163)","v":0.41205290112198351},{"$f":"INDEX(ePrice!$F9164:$K9164,P_Off)*EPrice_Fac","v":67.111800525883282},15.55141824553718,null,15.55141824553718,13.478988304093566,1.7448509999999999,83.498200779212581,73.074428659649115,"G","E","E","|",".",".","."]
[5,5,2,{"$f":"INDEX(Assump!$C$30:$N$30,$A9174)*INDEX(Assump!$C$56:$FN$56,($B9174-1)*Hrs_in_dy+$C9174)","v":0.41205290112198351},{"$f":"INDEX(ePrice!$F9175:$K9175,P_Off)*EPrice_Fac","v":57.346977694054978},15.55141824553718,null,15.55141824553718,13.478988304093566,1.7448509999999999,73.634743373325421,73.074428659649115,"G","E","E","|",".",".","."]
[5,5,7,{"$f":"INDEX(Assump!$C$30:$N$30,$A9179)*INDEX(Assump!$C$56:$FN$56,($B9179-1)*Hrs_in_dy+$C9179)","v":0.41205290112198351},{"$f":"INDEX(ePrice!$F9180:$K9180,P_Off)*EPrice_Fac","v":26.041717955945895},15.55141824553718,null,15.55141824553718,13.478988304093566,1.7448509999999999,42.013268890386946,73.074428659649115,"E","E","E","|",".",".","."]
[5,5,22,{"$f":"INDEX(Assump!$C$30:$N$30,$A9194)*INDEX(Assump!$C$56:$FN$56,($B9194-1)*Hrs_in_dy+$C9194)","v":0.41205290112198351},{"$f":"INDEX(ePrice!$F9195:$K9195,P_Off)*EPrice_Fac","v":25.456879980149989},15.55141824553718,null,15.55141824553718,13.478988304093566,1.7448509999999999,41.422523460290073,73.074428659649115,"E","E","E","|",".",".","."]
[5,6,6,{"$f":"INDEX(Assump!$C$30:$N$30,$A9202)*INDEX(Assump!$C$56:$FN$56,($B9202-1)*Hrs_in_dy+$C9202)","v":0.41205290112198351},{"$f":"INDEX(ePrice!$F9203:$K9203,P_Off)*EPrice_Fac","v":3.9427279267139896E-2},15.55141824553718,null,15.55141824553718,13.478988304093566,1.7448509999999999,15.748328812933655,73.074428659649115,"E","E","E","|",".",".","."]
[5,6,13,{"$f":"INDEX(Assump!$C$30:$N$30,$A9209)*INDEX(Assump!$C$56:$FN$56,($B9209-1)*Hrs_in_dy+$C9209)","v":0.41205290112198351},{"$f":"INDEX(ePrice!$F9210:$K9210,P_Off)*EPrice_Fac","v":40.807234041489792},15.55141824553718,null,15.55141824553718,13.478988304093566,1.7448509999999999,56.927931603057544,73.074428659649115,"E","E","E","|",".",".","."]
[5,6,18,{"$f":"INDEX(Assump!$C$30:$N$30,$A9214)*INDEX(Assump!$C$56:$FN$56,($B9214-1)*Hrs_in_dy+$C9214)","v":0.41205290112198351},{"$f":"INDEX(ePrice!$F9215:$K9215,P_Off)*EPrice_Fac","v":9.9028183092633029},15.55141824553718,null,15.55141824553718,13.478988304093566,1.7448509999999999,25.711350055354021,73.074428659649115,"E","E","E","|",".",".","."]
[5,7,5,{"$f":"INDEX(Assump!$C$30:$N$30,$A9225)*INDEX(Assump!$C$56:$FN$56,($B9225-1)*Hrs_in_dy+$C9225)","v":0.41205290112198351},{"$f":"INDEX(ePrice!$F9226:$K9226,P_Off)*EPrice_Fac","v":3.9427279267139896E-2},15.55141824553718,null,15.55141824553718,13.478988304093566,1.7448509999999999,15.748328812933655,73.074428659649115,"E","E","E","|",".",".","."]
[5,7,20,{"$f":"INDEX(Assump!$C$30:$N$30,$A9240)*INDEX(Assump!$C$56:$FN$56,($B9240-1)*Hrs_in_dy+$C9240)","v":0.41205290112198351},{"$f":"INDEX(ePrice!$F9241:$K9241,P_Off)*EPrice_Fac","v":98.219923867656661},15.55141824553718,null,15.55141824553718,13.478988304093566,1.7448509999999999,114.92054758908469,73.074428659649115,"G","E","E","|",".",".","."]
[6,1,7,{"$f":"INDEX(Assump!$C$30:$N$30,$A9251)*INDEX(Assump!$C$56:$FN$56,($B9251-1)*Hrs_in_dy+$C9251)","v":0.20569183080691902},{"$f":"INDEX(ePrice!$F9252:$K9252,P_Off)*EPrice_Fac","v":207.26938783171349},15.55141824553718,null,15.55141824553718,13.478988304093566,1.7448509999999999,225.07152129015219,73.074428659649115,"G","G","G","|",".",".","."]
[6,1,12,{"$f":"INDEX(Assump!$C$30:$N$30,$A9256)*INDEX(Assump!$C$56:$FN$56,($B9256-1)*Hrs_in_dy+$C9256)","v":0.20569183080691902},{"$f":"INDEX(ePrice!$F9257:$K9257,P_Off)*EPrice_Fac","v":357.33263039937503},15.55141824553718,null,15.55141824553718,13.478988304093566,1.7448509999999999,376.65055418678003,73.074428659649115,"G","G","G","|",".",".","."]
[6,1,20,{"$f":"INDEX(Assump!$C$30:$N$30,$A9264)*INDEX(Assump!$C$56:$FN$56,($B9264-1)*Hrs_in_dy+$C9264)","v":0.20569183080691902},{"$f":"INDEX(ePrice!$F9265:$K9265,P_Off)*EPrice_Fac","v":435.16225409195403},15.55141824553718,null,15.55141824553718,13.478988304093566,1.7448509999999999,455.26633569443561,73.074428659649115,"G","G","G","|",".",".","."]
[6,2,13,{"$f":"INDEX(Assump!$C$30:$N$30,$A9281)*INDEX(Assump!$C$56:$FN$56,($B9281-1)*Hrs_in_dy+$C9281)","v":0.20569183080691902},{"$f":"INDEX(ePrice!$F9282:$K9282,P_Off)*EPrice_Fac","v":314.55377436858311},15.55141824553718,null,15.55141824553718,13.478988304093566,1.7448509999999999,333.43958849911144,73.074428659649115,"G","G","G","|",".",".","."]
[6,2,18,{"$f":"INDEX(Assump!$C$30:$N$30,$A9286)*INDEX(Assump!$C$56:$FN$56,($B9286-1)*Hrs_in_dy+$C9286)","v":0.20569183080691902},{"$f":"INDEX(ePrice!$F9287:$K9287,P_Off)*EPrice_Fac","v":356.94965560594056},15.55141824553718,null,{"$f":"SUM($F9286:$G9286)","v":15.55141824553718},13.478988304093566,1.7448509999999999,{"$f":"SUM(E9286,H9286)/COP_Elec","v":376.26371096108863},{"$f":"SUM(I9286:J9286)*GJ_MWh/COP_Other","v":73.074428659649115},"G","G","G","|",".",".","."]
[6,3,5,{"$f":"INDEX(Assump!$C$30:$N$30,$A9297)*INDEX(Assump!$C$56:$FN$56,($B9297-1)*Hrs_in_dy+$C9297)","v":0.20569183080691902},{"$f":"INDEX(ePrice!$F9298:$K9298,P_Off)*EPrice_Fac","v":285.59059110989494},15.55141824553718,null,15.55141824553718,13.478988304093566,1.7448509999999999,304.18384783376985,73.074428659649115,"G","G","G","|",".",".","."]
[6,3,20,{"$f":"INDEX(Assump!$C$30:$N$30,$A9312)*INDEX(Assump!$C$56:$FN$56,($B9312-1)*Hrs_in_dy+$C9312)","v":0.20569183080691902},{"$f":"INDEX(ePrice!$F9313:$K9313,P_Off)*EPrice_Fac","v":544.81879793143992},15.55141824553718,null,15.55141824553718,13.478988304093566,1.7448509999999999,566.03052139088595,73.074428659649115,"G","G","G","|",".",".","."]
[6,4,1,{"$f":"INDEX(Assump!$C$30:$N$30,$A9317)*INDEX(Assump!$C$56:$FN$56,($B9317-1)*Hrs_in_dy+$C9317)","v":0.20569183080691902},{"$f":"INDEX(ePrice!$F9318:$K9318,P_Off)*EPrice_Fac","v":279.12574795505452},15.55141824553718,null,15.55141824553718,13.478988304093566,1.7448509999999999,297.65370323292092,73.074428659649115,"G","G","G","|",4.9366039393660577,4.9366039393660577,4.9366039393660577]
[6,4,10,{"$f":"INDEX(Assump!$C$30:$N$30,$A9326)*INDEX(Assump!$C$56:$FN$56,($B9326-1)*Hrs_in_dy+$C9326)","v":0.20569183080691902},{"$f":"INDEX(ePrice!$F9327:$K9327,P_Off)*EPrice_Fac","v":303.17885139941217},15.55141824553718,null,15.55141824553718,13.478988304093566,1.7448509999999999,321.94976731813068,73.074428659649115,"G","G","G","|",".",".","."]
[6,4,16,{"$f":"INDEX(Assump!$C$30:$N$30,$A9332)*INDEX(Assump!$C$56:$FN$56,($B9332-1)*Hrs_in_dy+$C9332)","v":0.20569183080691902},{"$f":"INDEX(ePrice!$F9333:$K9333,P_Off)*EPrice_Fac","v":287.72267466140289},15.55141824553718,null,15.55141824553718,13.478988304093566,1.7448509999999999,306.33746758276777,73.074428659649115,"G","G","G","|",".",".","."]
[6,5,7,{"$f":"INDEX(Assump!$C$30:$N$30,$A9347)*INDEX(Assump!$C$56:$FN$56,($B9347-1)*Hrs_in_dy+$C9347)","v":0.20569183080691902},{"$f":"INDEX(ePrice!$F9348:$K9348,P_Off)*EPrice_Fac","v":281.06920213069179},15.55141824553718,null,15.55141824553718,13.478988304093566,1.7448509999999999,299.61678825881717,73.074428659649115,"G","G","G","|",".",".","."]
[6,5,18,{"$f":"INDEX(Assump!$C$30:$N$30,$A9358)*INDEX(Assump!$C$56:$FN$56,($B9358-1)*Hrs_in_dy+$C9358)","v":0.20569183080691902},{"$f":"INDEX(ePrice!$F9359:$K9359,P_Off)*EPrice_Fac","v":305.31093495092},15.55141824553718,null,15.55141824553718,13.478988304093566,1.7448509999999999,324.10338706712849,73.074428659649115,"G","G","G","|",".",".","."]
[6,5,23,{"$f":"INDEX(Assump!$C$30:$N$30,$A9363)*INDEX(Assump!$C$56:$FN$56,($B9363-1)*Hrs_in_dy+$C9363)","v":0.20569183080691902},{"$f":"INDEX(ePrice!$F9364:$K9364,P_Off)*EPrice_Fac","v":305.57958891049333},15.55141824553718,null,15.55141824553718,13.478988304093566,1.7448509999999999,324.37475470306117,73.074428659649115,"G","G","G","|",".",".","."]
[6,6,10,{"$f":"INDEX(Assump!$C$30:$N$30,$A9374)*INDEX(Assump!$C$56:$FN$56,($B9374-1)*Hrs_in_dy+$C9374)","v":0.20569183080691902},{"$f":"INDEX(ePrice!$F9375:$K9375,P_Off)*EPrice_Fac","v":356.32660706139802},15.55141824553718,null,15.55141824553718,13.478988304093566,1.7448509999999999,375.6343689969043,73.074428659649115,"G","G","G","|",".",".","."]
[6,6,20,{"$f":"INDEX(Assump!$C$30:$N$30,$A9384)*INDEX(Assump!$C$56:$FN$56,($B9384-1)*Hrs_in_dy+$C9384)","v":0.20569183080691902},{"$f":"INDEX(ePrice!$F9385:$K9385,P_Off)*EPrice_Fac","v":369.15912066229697},15.55141824553718,null,15.55141824553718,13.478988304093566,1.7448509999999999,388.59650394730727,73.074428659649115,"G","G","G","|",".",".","."]
[6,7,5,{"$f":"INDEX(Assump!$C$30:$N$30,$A9393)*INDEX(Assump!$C$56:$FN$56,($B9393-1)*Hrs_in_dy+$C9393)","v":0.20569183080691902},{"$f":"INDEX(ePrice!$F9394:$K9394,P_Off)*EPrice_Fac","v":199.59845987963936},15.55141824553718,null,15.55141824553718,13.478988304093566,1.7448509999999999,217.32310921735004,73.074428659649115,"G","G","G","|",".",".","."]
[6,7,16,{"$f":"INDEX(Assump!$C$30:$N$30,$A9404)*INDEX(Assump!$C$56:$FN$56,($B9404-1)*Hrs_in_dy+$C9404)","v":0.20569183080691902},{"$f":"INDEX(ePrice!$F9405:$K9405,P_Off)*EPrice_Fac","v":270.2201549972815},15.55141824553718,null,15.55141824553718,13.478988304093566,1.7448509999999999,288.65815479072597,73.074428659649115,"G","G","G","|",".",".","."]
[6,1,7,{"$f":"INDEX(Assump!$C$30:$N$30,$A9419)*INDEX(Assump!$C$56:$FN$56,($B9419-1)*Hrs_in_dy+$C9419)","v":0.20569183080691902},{"$f":"INDEX(ePrice!$F9420:$K9420,P_Off)*EPrice_Fac","v":244.28473479897607},15.55141824553718,null,15.55141824553718,13.478988304093566,1.7448509999999999,262.46076065102346,73.074428659649115,"G","G","G","|",".",".","."]
[6,1,18,{"$f":"INDEX(Assump!$C$30:$N$30,$A9430)*INDEX(Assump!$C$56:$FN$56,($B9430-1)*Hrs_in_dy+$C9430)","v":0.20569183080691902},{"$f":"INDEX(ePrice!$F9431:$K9431,P_Off)*EPrice_Fac","v":260.34439456137312},15.55141824553718,null,15.55141824553718,13.478988304093566,1.7448509999999999,278.68263919889932,73.074428659649115,"G","G","G","|",".",".","."]
[6,1,23,{"$f":"INDEX(Assump!$C$30:$N$30,$A9435)*INDEX(Assump!$C$56:$FN$56,($B9435-1)*Hrs_in_dy+$C9435)","v":0.20569183080691902},{"$f":"INDEX(ePrice!$F9436:$K9436,P_Off)*EPrice_Fac","v":258.59418014415377},15.55141824553718,null,15.55141824553718,13.478988304093566,1.7448509999999999,276.91474584817269,73.074428659649115,"G","G","G","|",".",".","."]
[6,2,14,{"$f":"INDEX(Assump!$C$30:$N$30,$A9450)*INDEX(Assump!$C$56:$FN$56,($B9450-1)*Hrs_in_dy+$C9450)","v":0.20569183080691902},{"$f":"INDEX(ePrice!$F9451:$K9451,P_Off)*EPrice_Fac","v":401.50111062265728},15.55141824553718,null,15.55141824553718,13.478988304093566,1.7448509999999999,421.26518067494391,73.074428659649115,"G","G","G","|",".",".","."]
[6,2,23,{"$f":"INDEX(Assump!$C$30:$N$30,$A9459)*INDEX(Assump!$C$56:$FN$56,($B9459-1)*Hrs_in_dy+$C9459)","v":0.20569183080691902},{"$f":"INDEX(ePrice!$F9460:$K9460,P_Off)*EPrice_Fac","v":273.41330331412615},15.55141824553718,null,15.55141824553718,13.478988304093566,1.7448509999999999,291.88355713097309,73.074428659649115,"G","G","G","|",".",".","."]
[6,3,5,{"$f":"INDEX(Assump!$C$30:$N$30,$A9465)*INDEX(Assump!$C$56:$FN$56,($B9465-1)*Hrs_in_dy+$C9465)","v":0.20569183080691902},{"$f":"INDEX(ePrice!$F9466:$K9466,P_Off)*EPrice_Fac","v":246.26574672176284},15.55141824553718,null,15.55141824553718,13.478988304093566,1.7448509999999999,264.46178279525253,73.074428659649115,"G","G","G","|",".",".","."]
[6,3,10,{"$f":"INDEX(Assump!$C$30:$N$30,$A9470)*INDEX(Assump!$C$56:$FN$56,($B9470-1)*Hrs_in_dy+$C9470)","v":0.20569183080691902},{"$f":"INDEX(ePrice!$F9471:$K9471,P_Off)*EPrice_Fac","v":285.13589328440275},15.55141824553718,null,15.55141824553718,13.478988304093566,1.7448509999999999,303.72455710094948,73.074428659649115,"G","G","G","|",".",".","."]
[6,3,21,{"$f":"INDEX(Assump!$C$30:$N$30,$A9481)*INDEX(Assump!$C$56:$FN$56,($B9481-1)*Hrs_in_dy+$C9481)","v":0.20569183080691902},{"$f":"INDEX(ePrice!$F9482:$K9482,P_Off)*EPrice_Fac","v":305.5230062761882},15.55141824553718,null,15.55141824553718,13.478988304093566,1.7448509999999999,324.31760052699536,73.074428659649115,"G","G","G","|",".",".","."]
[6,4,12,{"$f":"INDEX(Assump!$C$30:$N$30,$A9496)*INDEX(Assump!$C$56:$FN$56,($B9496-1)*Hrs_in_dy+$C9496)","v":0.20569183080691902},{"$f":"INDEX(ePrice!$F9497:$K9497,P_Off)*EPrice_Fac","v":230.66768197050055},15.55141824553718,null,15.55141824553718,13.478988304093566,1.7448509999999999,248.70616183438156,73.074428659649115,"G","G","G","|",".",".","."]
[6,4,23,{"$f":"INDEX(Assump!$C$30:$N$30,$A9507)*INDEX(Assump!$C$56:$FN$56,($B9507-1)*Hrs_in_dy+$C9507)","v":0.20569183080691902},{"$f":"INDEX(ePrice!$F9508:$K9508,P_Off)*EPrice_Fac","v":291.77612985083096},15.55141824553718,null,15.55141824553718,13.478988304093566,1.7448509999999999,310.43186676400825,73.074428659649115,"G","G","G","|",".",".","."]
[6,5,9,{"$f":"INDEX(Assump!$C$30:$N$30,$A9517)*INDEX(Assump!$C$56:$FN$56,($B9517-1)*Hrs_in_dy+$C9517)","v":0.20569183080691902},{"$f":"INDEX(ePrice!$F9518:$K9518,P_Off)*EPrice_Fac","v":351.10070534438023},15.55141824553718,null,15.55141824553718,13.478988304093566,1.7448509999999999,370.35568039385601,73.074428659649115,"G","G","G","|",".",".","."]
[6,5,18,{"$f":"INDEX(Assump!$C$30:$N$30,$A9526)*INDEX(Assump!$C$56:$FN$56,($B9526-1)*Hrs_in_dy+$C9526)","v":0.20569183080691902},{"$f":"INDEX(ePrice!$F9527:$K9527,P_Off)*EPrice_Fac","v":252.93483297638693},15.55141824553718,null,15.55141824553718,13.478988304093566,1.7448509999999999,271.19823355749912,73.074428659649115,"G","G","G","|",".",".","."]
[6,6,5,{"$f":"INDEX(Assump!$C$30:$N$30,$A9537)*INDEX(Assump!$C$56:$FN$56,($B9537-1)*Hrs_in_dy+$C9537)","v":0.20569183080691902},{"$f":"INDEX(ePrice!$F9538:$K9538,P_Off)*EPrice_Fac","v":276.46656198152795},15.55141824553718,null,15.55141824553718,13.478988304093566,1.7448509999999999,294.96765679501533,73.074428659649115,"G","G","G","|",".",".","."]
[6,6,10,{"$f":"INDEX(Assump!$C$30:$N$30,$A9542)*INDEX(Assump!$C$56:$FN$56,($B9542-1)*Hrs_in_dy+$C9542)","v":0.20569183080691902},{"$f":"INDEX(ePrice!$F9543:$K9543,P_Off)*EPrice_Fac","v":321.69325651000287},15.55141824553718,null,{"$f":"SUM($F9542:$G9542)","v":15.55141824553718},13.478988304093566,1.7448509999999999,{"$f":"SUM(E9542,H9542)/COP_Elec","v":340.65118662175763},{"$f":"SUM(I9542:J9542)*GJ_MWh/COP_Other","v":73.074428659649115},"G","G","G","|",".",".","."]
[6,7,1,{"$f":"INDEX(Assump!$C$30:$N$30,$A9557)*INDEX(Assump!$C$56:$FN$56,($B9557-1)*Hrs_in_dy+$C9557)","v":0.20569183080691902},{"$f":"INDEX(ePrice!$F9558:$K9558,P_Off)*EPrice_Fac","v":275.74531977662991},15.55141824553718,null,15.55141824553718,13.478988304093566,1.7448509999999999,294.23912931532033,73.074428659649115,"G","G","G","|",4.9366039393660577,4.9366039393660577,4.9366039393660577]
[6,7,12,{"$f":"INDEX(Assump!$C$30:$N$30,$A9568)*INDEX(Assump!$C$56:$FN$56,($B9568-1)*Hrs_in_dy+$C9568)","v":0.20569183080691902},{"$f":"INDEX(ePrice!$F9569:$K9569,P_Off)*EPrice_Fac","v":248.56410521470468},15.55141824553718,null,15.55141824553718,13.478988304093566,1.7448509999999999,266.78335703054739,73.074428659649115,"G","G","G","|",".",".","."]
[6,7,19,{"$f":"INDEX(Assump!$C$30:$N$30,$A9575)*INDEX(Assump!$C$56:$FN$56,($B9575-1)*Hrs_in_dy+$C9575)","v":0.20569183080691902},{"$f":"INDEX(ePrice!$F9576:$K9576,P_Off)*EPrice_Fac","v":253.04061516643867},15.55141824553718,null,15.55141824553718,13.478988304093566,1.7448509999999999,271.30508425452109,73.074428659649115,"G","G","G","|",".",".","."]
[6,5,3,{"$f":"INDEX(Assump!$C$30:$N$30,$A9583)*INDEX(Assump!$C$56:$FN$56,($B9583-1)*Hrs_in_dy+$C9583)","v":0.20569183080691902},{"$f":"INDEX(ePrice!$F9584:$K9584,P_Off)*EPrice_Fac","v":205.45305448726404},15.55141824553718,null,15.55141824553718,13.478988304093566,1.7448509999999999,223.23684114424367,73.074428659649115,"G","G","G","|",".",".","."]
[6,5,8,{"$f":"INDEX(Assump!$C$30:$N$30,$A9588)*INDEX(Assump!$C$56:$FN$56,($B9588-1)*Hrs_in_dy+$C9588)","v":0.20569183080691902},{"$f":"INDEX(ePrice!$F9589:$K9589,P_Off)*EPrice_Fac","v":241.6401800476832},15.55141824553718,null,15.55141824553718,13.478988304093566,1.7448509999999999,259.78949322547516,73.074428659649115,"G","G","G","|",".",".","."]
[6,5,23,{"$f":"INDEX(Assump!$C$30:$N$30,$A9603)*INDEX(Assump!$C$56:$FN$56,($B9603-1)*Hrs_in_dy+$C9603)","v":0.20569183080691902},{"$f":"INDEX(ePrice!$F9604:$K9604,P_Off)*EPrice_Fac","v":201.99109190375333},15.55141824553718,null,15.55141824553718,13.478988304093566,1.7448509999999999,219.73990924170758,73.074428659649115,"G","G","G","|",".",".","."]
[6,6,10,{"$f":"INDEX(Assump!$C$30:$N$30,$A9614)*INDEX(Assump!$C$56:$FN$56,($B9614-1)*Hrs_in_dy+$C9614)","v":0.20569183080691902},{"$f":"INDEX(ePrice!$F9615:$K9615,P_Off)*EPrice_Fac","v":228.84053505142543},15.55141824553718,null,15.55141824553718,13.478988304093566,1.7448509999999999,246.86055888582084,73.074428659649115,"G","G","G","|",".",".","."]
[6,6,15,{"$f":"INDEX(Assump!$C$30:$N$30,$A9619)*INDEX(Assump!$C$56:$FN$56,($B9619-1)*Hrs_in_dy+$C9619)","v":0.20569183080691902},{"$f":"INDEX(ePrice!$F9620:$K9620,P_Off)*EPrice_Fac","v":201.08713500694776},15.55141824553718,null,15.55141824553718,13.478988304093566,1.7448509999999999,218.82682146715652,73.074428659649115,"G","G","G","|",".",".","."]
[7,7,2,{"$f":"INDEX(Assump!$C$30:$N$30,$A9630)*INDEX(Assump!$C$56:$FN$56,($B9630-1)*Hrs_in_dy+$C9630)","v":0.26631019628690211},{"$f":"INDEX(ePrice!$F9631:$K9631,P_Off)*EPrice_Fac","v":215.33407269436762},15.55141824553718,null,15.55141824553718,13.478988304093566,1.7448509999999999,233.21766761606546,73.074428659649115,"G","G","G","|",".",".","."]
[7,7,13,{"$f":"INDEX(Assump!$C$30:$N$30,$A9641)*INDEX(Assump!$C$56:$FN$56,($B9641-1)*Hrs_in_dy+$C9641)","v":0.26631019628690211},{"$f":"INDEX(ePrice!$F9642:$K9642,P_Off)*EPrice_Fac","v":288.58343102381554},15.55141824553718,null,15.55141824553718,13.478988304093566,1.7448509999999999,307.20691845389166,73.074428659649115,"G","G","G","|",".",".","."]
[7,7,21,{"$f":"INDEX(Assump!$C$30:$N$30,$A9649)*INDEX(Assump!$C$56:$FN$56,($B9649-1)*Hrs_in_dy+$C9649)","v":0.26631019628690211},{"$f":"INDEX(ePrice!$F9650:$K9650,P_Off)*EPrice_Fac","v":327.275671175914},15.55141824553718,null,15.55141824553718,13.478988304093566,1.7448509999999999,346.28998931459716,73.074428659649115,"G","G","G","|",".",".","."]
[7,1,8,{"$f":"INDEX(Assump!$C$30:$N$30,$A9660)*INDEX(Assump!$C$56:$FN$56,($B9660-1)*Hrs_in_dy+$C9660)","v":0.26631019628690211},{"$f":"INDEX(ePrice!$F9661:$K9661,P_Off)*EPrice_Fac","v":293.83888255683945},15.55141824553718,null,15.55141824553718,13.478988304093566,1.7448509999999999,312.51545535593601,73.074428659649115,"G","G","G","|",".",".","."]
[7,1,23,{"$f":"INDEX(Assump!$C$30:$N$30,$A9675)*INDEX(Assump!$C$56:$FN$56,($B9675-1)*Hrs_in_dy+$C9675)","v":0.26631019628690211},{"$f":"INDEX(ePrice!$F9676:$K9676,P_Off)*EPrice_Fac","v":330.1750648396042},15.55141824553718,null,15.55141824553718,13.478988304093566,1.7448509999999999,349.21866978297112,73.074428659649115,"G","G","G","|",".",".","."]
[7,2,4,{"$f":"INDEX(Assump!$C$30:$N$30,$A9680)*INDEX(Assump!$C$56:$FN$56,($B9680-1)*Hrs_in_dy+$C9680)","v":0.26631019628690211},{"$f":"INDEX(ePrice!$F9681:$K9681,P_Off)*EPrice_Fac","v":259.59911094964508},15.55141824553718,null,15.55141824553718,13.478988304093566,1.7448509999999999,277.9298274698811,73.074428659649115,"G","G","G","|",".",".","."]
[7,2,15,{"$f":"INDEX(Assump!$C$30:$N$30,$A9691)*INDEX(Assump!$C$56:$FN$56,($B9691-1)*Hrs_in_dy+$C9691)","v":0.26631019628690211},{"$f":"INDEX(ePrice!$F9692:$K9692,P_Off)*EPrice_Fac","v":289.2517821336877},15.55141824553718,null,15.55141824553718,13.478988304093566,1.7448509999999999,307.88202058507568,73.074428659649115,"G","G","G","|",".",".","."]
[7,2,23,{"$f":"INDEX(Assump!$C$30:$N$30,$A9699)*INDEX(Assump!$C$56:$FN$56,($B9699-1)*Hrs_in_dy+$C9699)","v":0.26631019628690211},{"$f":"INDEX(ePrice!$F9700:$K9700,P_Off)*EPrice_Fac","v":313.1152825530819},15.55141824553718,null,15.55141824553718,13.478988304093566,1.7448509999999999,331.98656646325162,73.074428659649115,"G","G","G","|",".",".","."]
[7,3,6,{"$f":"INDEX(Assump!$C$30:$N$30,$A9706)*INDEX(Assump!$C$56:$FN$56,($B9706-1)*Hrs_in_dy+$C9706)","v":0.26631019628690211},{"$f":"INDEX(ePrice!$F9707:$K9707,P_Off)*EPrice_Fac","v":274.44708380781333},15.55141824553718,null,15.55141824553718,13.478988304093566,1.7448509999999999,292.92777985186922,73.074428659649115,"G","G","G","|",".",".","."]
[7,3,21,{"$f":"INDEX(Assump!$C$30:$N$30,$A9721)*INDEX(Assump!$C$56:$FN$56,($B9721-1)*Hrs_in_dy+$C9721)","v":0.26631019628690211},{"$f":"INDEX(ePrice!$F9722:$K9722,P_Off)*EPrice_Fac","v":264.9747695168187},15.55141824553718,null,15.55141824553718,13.478988304093566,1.7448509999999999,283.35978561854131,73.074428659649115,"G","G","G","|",".",".","."]
[7,4,2,{"$f":"INDEX(Assump!$C$30:$N$30,$A9726)*INDEX(Assump!$C$56:$FN$56,($B9726-1)*Hrs_in_dy+$C9726)","v":0.26631019628690211},{"$f":"INDEX(ePrice!$F9727:$K9727,P_Off)*EPrice_Fac","v":256.70452556732084},15.55141824553718,null,15.55141824553718,13.478988304093566,1.7448509999999999,275.00600385137176,73.074428659649115,"G","G","G","|",".",".","."]
[7,4,13,{"$f":"INDEX(Assump!$C$30:$N$30,$A9737)*INDEX(Assump!$C$56:$FN$56,($B9737-1)*Hrs_in_dy+$C9737)","v":0.26631019628690211},{"$f":"INDEX(ePrice!$F9738:$K9738,P_Off)*EPrice_Fac","v":180.89235326980182},15.55141824553718,null,15.55141824553718,13.478988304093566,1.7448509999999999,198.42805203569597,73.074428659649115,"G","G","G","|",".",".","."]
[6,1,4,{"$f":"INDEX(Assump!$C$30:$N$30,$A9752)*INDEX(Assump!$C$56:$FN$56,($B9752-1)*Hrs_in_dy+$C9752)","v":0.20569183080691902},{"$f":"INDEX(ePrice!$F9753:$K9753,P_Off)*EPrice_Fac","v":70.524195615827068},15.55141824553718,null,15.55141824553718,13.478988304093566,1.7448509999999999,86.945064506428537,73.074428659649115,"G","G","G","|",".",".","."]
[6,1,9,{"$f":"INDEX(Assump!$C$30:$N$30,$A9757)*INDEX(Assump!$C$56:$FN$56,($B9757-1)*Hrs_in_dy+$C9757)","v":0.20569183080691902},{"$f":"INDEX(ePrice!$F9758:$K9758,P_Off)*EPrice_Fac","v":121.88788406770753},15.55141824553718,null,15.55141824553718,13.478988304093566,1.7448509999999999,138.82757809418658,73.074428659649115,"G","G","G","|",".",".","."]
[6,1,19,{"$f":"INDEX(Assump!$C$30:$N$30,$A9767)*INDEX(Assump!$C$56:$FN$56,($B9767-1)*Hrs_in_dy+$C9767)","v":0.20569183080691902},{"$f":"INDEX(ePrice!$F9768:$K9768,P_Off)*EPrice_Fac","v":187.75398178211057},15.55141824553718,null,15.55141824553718,13.478988304093566,1.7448509999999999,205.35898992691693,73.074428659649115,"G","G","G","|",".",".","."]
[6,2,10,{"$f":"INDEX(Assump!$C$30:$N$30,$A9782)*INDEX(Assump!$C$56:$FN$56,($B9782-1)*Hrs_in_dy+$C9782)","v":0.20569183080691902},{"$f":"INDEX(ePrice!$F9783:$K9783,P_Off)*EPrice_Fac","v":186.85203161521065},15.55141824553718,null,15.55141824553718,13.478988304093566,1.7448509999999999,204.44792915227055,73.074428659649115,"G","G","G","|",".",".","."]
[6,2,21,{"$f":"INDEX(Assump!$C$30:$N$30,$A9793)*INDEX(Assump!$C$56:$FN$56,($B9793-1)*Hrs_in_dy+$C9793)","v":0.20569183080691902},{"$f":"INDEX(ePrice!$F9794:$K9794,P_Off)*EPrice_Fac","v":186.94697373804223},15.55141824553718,null,15.55141824553718,13.478988304093566,1.7448509999999999,204.54383028644386,73.074428659649115,"G","G","G","|",".",".","."]
[6,3,2,{"$f":"INDEX(Assump!$C$30:$N$30,$A9798)*INDEX(Assump!$C$56:$FN$56,($B9798-1)*Hrs_in_dy+$C9798)","v":0.20569183080691902},{"$f":"INDEX(ePrice!$F9799:$K9799,P_Off)*EPrice_Fac","v":196.53612814403101},15.55141824553718,null,{"$f":"SUM($F9798:$G9798)","v":15.55141824553718},13.478988304093566,1.7448509999999999,{"$f":"SUM(E9798,H9798)/COP_Elec","v":214.22984483794767},{"$f":"SUM(I9798:J9798)*GJ_MWh/COP_Other","v":73.074428659649115},"G","G","G","|",".",".","."]
[6,3,17,{"$f":"INDEX(Assump!$C$30:$N$30,$A9813)*INDEX(Assump!$C$56:$FN$56,($B9813-1)*Hrs_in_dy+$C9813)","v":0.20569183080691902},{"$f":"INDEX(ePrice!$F9814:$K9814,P_Off)*EPrice_Fac","v":138.92999511597469},15.55141824553718,null,15.55141824553718,13.478988304093566,1.7448509999999999,156.04183167829481,73.074428659649115,"G","G","G","|",".",".","."]
[6,3,23,{"$f":"INDEX(Assump!$C$30:$N$30,$A9819)*INDEX(Assump!$C$56:$FN$56,($B9819-1)*Hrs_in_dy+$C9819)","v":0.20569183080691902},{"$f":"INDEX(ePrice!$F9820:$K9820,P_Off)*EPrice_Fac","v":409.49130965524699},15.55141824553718,null,15.55141824553718,13.478988304093566,1.7448509999999999,429.33608878867091,73.074428659649115,"G","G","G","|",".",".","."]
[6,4,8,{"$f":"INDEX(Assump!$C$30:$N$30,$A9828)*INDEX(Assump!$C$56:$FN$56,($B9828-1)*Hrs_in_dy+$C9828)","v":0.20569183080691902},{"$f":"INDEX(ePrice!$F9829:$K9829,P_Off)*EPrice_Fac","v":423.04429768945391},15.55141824553718,null,15.55141824553718,13.478988304093566,1.7448509999999999,443.02597569191022,73.074428659649115,"G","G","G","|",".",".","."]
[6,4,19,{"$f":"INDEX(Assump!$C$30:$N$30,$A9839)*INDEX(Assump!$C$56:$FN$56,($B9839-1)*Hrs_in_dy+$C9839)","v":0.20569183080691902},{"$f":"INDEX(ePrice!$F9840:$K9840,P_Off)*EPrice_Fac","v":244.21487545351107},15.55141824553718,null,15.55141824553718,13.478988304093566,1.7448509999999999,262.39019565560432,73.074428659649115,"G","G","G","|",".",".","."]
[6,4,24,{"$f":"INDEX(Assump!$C$30:$N$30,$A9844)*INDEX(Assump!$C$56:$FN$56,($B9844-1)*Hrs_in_dy+$C9844)","v":0.20569183080691902},{"$f":"INDEX(ePrice!$F9845:$K9845,P_Off)*EPrice_Fac","v":158.79663431848113},15.55141824553718,null,15.55141824553718,13.478988304093566,1.7448509999999999,176.10914400405889,73.074428659649115,"G","G","G","|",".",".","."]
[6,5,15,{"$f":"INDEX(Assump!$C$30:$N$30,$A9859)*INDEX(Assump!$C$56:$FN$56,($B9859-1)*Hrs_in_dy+$C9859)","v":0.20569183080691902},{"$f":"INDEX(ePrice!$F9860:$K9860,P_Off)*EPrice_Fac","v":110.06758977517681},15.55141824553718,null,15.55141824553718,13.478988304093566,1.7448509999999999,126.88788688961009,73.074428659649115,"G","G","G","|",".",".","."]
[6,6,2,{"$f":"INDEX(Assump!$C$30:$N$30,$A9870)*INDEX(Assump!$C$56:$FN$56,($B9870-1)*Hrs_in_dy+$C9870)","v":0.20569183080691902},{"$f":"INDEX(ePrice!$F9871:$K9871,P_Off)*EPrice_Fac","v":89.293066523093472},15.55141824553718,null,15.55141824553718,13.478988304093566,1.7448509999999999,105.90351996831379,73.074428659649115,"G","G","G","|",".",".","."]
[6,6,7,{"$f":"INDEX(Assump!$C$30:$N$30,$A9875)*INDEX(Assump!$C$56:$FN$56,($B9875-1)*Hrs_in_dy+$C9875)","v":0.20569183080691902},{"$f":"INDEX(ePrice!$F9876:$K9876,P_Off)*EPrice_Fac","v":106.06815285089684},15.55141824553718,null,15.55141824553718,13.478988304093566,1.7448509999999999,122.84805161255962,73.074428659649115,"G","G","G","|",".",".","."]
[6,6,22,{"$f":"INDEX(Assump!$C$30:$N$30,$A9890)*INDEX(Assump!$C$56:$FN$56,($B9890-1)*Hrs_in_dy+$C9890)","v":0.20569183080691902},{"$f":"INDEX(ePrice!$F9891:$K9891,P_Off)*EPrice_Fac","v":131.82120366896072},15.55141824553718,null,15.55141824553718,13.478988304093566,1.7448509999999999,148.86123425706859,73.074428659649115,"G","G","G","|",".",".","."]
[7,7,8,{"$f":"INDEX(Assump!$C$30:$N$30,$A9900)*INDEX(Assump!$C$56:$FN$56,($B9900-1)*Hrs_in_dy+$C9900)","v":0.26631019628690211},{"$f":"INDEX(ePrice!$F9901:$K9901,P_Off)*EPrice_Fac","v":79.448755161994825},15.55141824553718,null,15.55141824553718,13.478988304093566,1.7448509999999999,95.959771118719189,73.074428659649115,"G","G","G","|",".",".","."]
[7,7,13,{"$f":"INDEX(Assump!$C$30:$N$30,$A9905)*INDEX(Assump!$C$56:$FN$56,($B9905-1)*Hrs_in_dy+$C9905)","v":0.26631019628690211},{"$f":"INDEX(ePrice!$F9906:$K9906,P_Off)*EPrice_Fac","v":148.5725544660562},15.55141824553718,null,15.55141824553718,13.478988304093566,1.7448509999999999,165.78179061777109,73.074428659649115,"G","G","G","|",".",".","."]
[7,7,24,{"$f":"INDEX(Assump!$C$30:$N$30,$A9916)*INDEX(Assump!$C$56:$FN$56,($B9916-1)*Hrs_in_dy+$C9916)","v":0.26631019628690211},{"$f":"INDEX(ePrice!$F9917:$K9917,P_Off)*EPrice_Fac","v":99.594286850319023},15.55141824553718,null,15.55141824553718,13.478988304093566,1.7448509999999999,116.30879302611737,73.074428659649115,"G","G","G","|",".",".","."]
[6,1,15,{"$f":"INDEX(Assump!$C$30:$N$30,$A9931)*INDEX(Assump!$C$56:$FN$56,($B9931-1)*Hrs_in_dy+$C9931)","v":0.20569183080691902},{"$f":"INDEX(ePrice!$F9932:$K9932,P_Off)*EPrice_Fac","v":138.46483687364477},15.55141824553718,null,15.55141824553718,13.478988304093566,1.7448509999999999,155.57197486786055,73.074428659649115,"G","G","G","|",".",".","."]
[6,1,20,{"$f":"INDEX(Assump!$C$30:$N$30,$A9936)*INDEX(Assump!$C$56:$FN$56,($B9936-1)*Hrs_in_dy+$C9936)","v":0.20569183080691902},{"$f":"INDEX(ePrice!$F9937:$K9937,P_Off)*EPrice_Fac","v":144.43844793512585},15.55141824553718,null,15.55141824553718,13.478988304093566,1.7448509999999999,161.60592543501315,73.074428659649115,"G","G","G","|",".",".","."]
[6,2,3,{"$f":"INDEX(Assump!$C$30:$N$30,$A9943)*INDEX(Assump!$C$56:$FN$56,($B9943-1)*Hrs_in_dy+$C9943)","v":0.20569183080691902},{"$f":"INDEX(ePrice!$F9944:$K9944,P_Off)*EPrice_Fac","v":134.72147901849499},15.55141824553718,null,15.55141824553718,13.478988304093566,1.7448509999999999,151.79080531720422,73.074428659649115,"G","G","G","|",".",".","."]
[6,2,21,{"$f":"INDEX(Assump!$C$30:$N$30,$A9961)*INDEX(Assump!$C$56:$FN$56,($B9961-1)*Hrs_in_dy+$C9961)","v":0.20569183080691902},{"$f":"INDEX(ePrice!$F9962:$K9962,P_Off)*EPrice_Fac","v":142.97262780658301},15.55141824553718,null,15.55141824553718,13.478988304093566,1.7448509999999999,160.12529904254563,73.074428659649115,"G","G","G","|",".",".","."]
[6,2,22,{"$f":"INDEX(Assump!$C$30:$N$30,$A9962)*INDEX(Assump!$C$56:$FN$56,($B9962-1)*Hrs_in_dy+$C9962)","v":0.20569183080691902},{"$f":"INDEX(ePrice!$F9963:$K9963,P_Off)*EPrice_Fac","v":142.98050855996226},15.55141824553718,null,15.55141824553718,13.478988304093566,1.7448509999999999,160.13325939949439,73.074428659649115,"G","G","G","|",".",".","."]
[6,3,13,{"$f":"INDEX(Assump!$C$30:$N$30,$A9977)*INDEX(Assump!$C$56:$FN$56,($B9977-1)*Hrs_in_dy+$C9977)","v":0.20569183080691902},{"$f":"INDEX(ePrice!$F9978:$K9978,P_Off)*EPrice_Fac","v":133.83095388663833},15.55141824553718,null,15.55141824553718,13.478988304093566,1.7448509999999999,150.89128498199545,73.074428659649115,"G","G","G","|",".",".","."]
[6,3,18,{"$f":"INDEX(Assump!$C$30:$N$30,$A9982)*INDEX(Assump!$C$56:$FN$56,($B9982-1)*Hrs_in_dy+$C9982)","v":0.20569183080691902},{"$f":"INDEX(ePrice!$F9983:$K9983,P_Off)*EPrice_Fac","v":126.93529467978348},15.55141824553718,null,15.55141824553718,13.478988304093566,1.7448509999999999,143.92597265183906,73.074428659649115,"G","G","G","|",".",".","."]
[6,4,5,{"$f":"INDEX(Assump!$C$30:$N$30,$A9993)*INDEX(Assump!$C$56:$FN$56,($B9993-1)*Hrs_in_dy+$C9993)","v":0.20569183080691902},{"$f":"INDEX(ePrice!$F9994:$K9994,P_Off)*EPrice_Fac","v":120.08691999320426},15.55141824553718,null,15.55141824553718,13.478988304093566,1.7448509999999999,137.00842246337521,73.074428659649115,"G","G","G","|",".",".","."]
[6,4,22,{"$f":"INDEX(Assump!$C$30:$N$30,$A10010)*INDEX(Assump!$C$56:$FN$56,($B10010-1)*Hrs_in_dy+$C10010)","v":0.20569183080691902},{"$f":"INDEX(ePrice!$F10011:$K10011,P_Off)*EPrice_Fac","v":139.35536200550143},15.55141824553718,null,15.55141824553718,13.478988304093566,1.7448509999999999,156.47149520306931,73.074428659649115,"G","G","G","|",".",".","."]
[6,4,24,{"$f":"INDEX(Assump!$C$30:$N$30,$A10012)*INDEX(Assump!$C$56:$FN$56,($B10012-1)*Hrs_in_dy+$C10012)","v":0.20569183080691902},{"$f":"INDEX(ePrice!$F10013:$K10013,P_Off)*EPrice_Fac","v":131.68738896747888},15.55141824553718,null,15.55141824553718,13.478988304093566,1.7448509999999999,148.72606789193543,73.074428659649115,"G","G","G","|",".",".","."]
[6,5,11,{"$f":"INDEX(Assump!$C$30:$N$30,$A10023)*INDEX(Assump!$C$56:$FN$56,($B10023-1)*Hrs_in_dy+$C10023)","v":0.20569183080691902},{"$f":"INDEX(ePrice!$F10024:$K10024,P_Off)*EPrice_Fac","v":143.61096883030328},15.55141824553718,null,15.55141824553718,13.478988304093566,1.7448509999999999,160.77008795539439,73.074428659649115,"G","G","G","|",".",".","."]
[6,6,2,{"$f":"INDEX(Assump!$C$30:$N$30,$A10038)*INDEX(Assump!$C$56:$FN$56,($B10038-1)*Hrs_in_dy+$C10038)","v":0.20569183080691902},{"$f":"INDEX(ePrice!$F10039:$K10039,P_Off)*EPrice_Fac","v":120.04751622630793},15.55141824553718,null,15.55141824553718,13.478988304093566,1.7448509999999999,136.96862067863145,73.074428659649115,"G","G","G","|",".",".","."]
[6,6,13,{"$f":"INDEX(Assump!$C$30:$N$30,$A10049)*INDEX(Assump!$C$56:$FN$56,($B10049-1)*Hrs_in_dy+$C10049)","v":0.20569183080691902},{"$f":"INDEX(ePrice!$F10050:$K10050,P_Off)*EPrice_Fac","v":132.89314423450605},15.55141824553718,null,15.55141824553718,13.478988304093566,1.7448509999999999,149.94400250509418,73.074428659649115,"G","G","G","|",".",".","."]
[6,6,18,{"$f":"INDEX(Assump!$C$30:$N$30,$A10054)*INDEX(Assump!$C$56:$FN$56,($B10054-1)*Hrs_in_dy+$C10054)","v":0.20569183080691902},{"$f":"INDEX(ePrice!$F10055:$K10055,P_Off)*EPrice_Fac","v":106.95758486335268},15.55141824553718,null,{"$f":"SUM($F10054:$G10054)","v":15.55141824553718},13.478988304093566,1.7448509999999999,{"$f":"SUM(E10054,H10054)/COP_Elec","v":123.74646778675744},{"$f":"SUM(I10054:J10054)*GJ_MWh/COP_Other","v":73.074428659649115},"G","G","G","|",".",".","."]
[6,7,9,{"$f":"INDEX(Assump!$C$30:$N$30,$A10069)*INDEX(Assump!$C$56:$FN$56,($B10069-1)*Hrs_in_dy+$C10069)","v":0.20569183080691902},{"$f":"INDEX(ePrice!$F10070:$K10070,P_Off)*EPrice_Fac","v":108.04512882969095},15.55141824553718,null,15.55141824553718,13.478988304093566,1.7448509999999999,124.84499704568498,73.074428659649115,"G","G","G","|",".",".","."]
[6,7,16,{"$f":"INDEX(Assump!$C$30:$N$30,$A10076)*INDEX(Assump!$C$56:$FN$56,($B10076-1)*Hrs_in_dy+$C10076)","v":0.20569183080691902},{"$f":"INDEX(ePrice!$F10077:$K10077,P_Off)*EPrice_Fac","v":121.68671292919457},15.55141824553718,null,15.55141824553718,13.478988304093566,1.7448509999999999,138.62437492397149,73.074428659649115,"G","G","G","|",".",".","."]
[6,7,24,{"$f":"INDEX(Assump!$C$30:$N$30,$A10084)*INDEX(Assump!$C$56:$FN$56,($B10084-1)*Hrs_in_dy+$C10084)","v":0.20569183080691902},{"$f":"INDEX(ePrice!$F10085:$K10085,P_Off)*EPrice_Fac","v":117.88818980038998},15.55141824553718,null,15.55141824553718,13.478988304093566,1.7448509999999999,134.78748287467391,73.074428659649115,"G","G","G","|",".",".","."]
[6,1,15,{"$f":"INDEX(Assump!$C$30:$N$30,$A10099)*INDEX(Assump!$C$56:$FN$56,($B10099-1)*Hrs_in_dy+$C10099)","v":0.20569183080691902},{"$f":"INDEX(ePrice!$F10100:$K10100,P_Off)*EPrice_Fac","v":81.096440920083083},15.55141824553718,null,15.55141824553718,13.478988304093566,1.7448509999999999,97.624100167293193,73.074428659649115,"G","G","G","|",".",".","."]
[6,1,16,{"$f":"INDEX(Assump!$C$30:$N$30,$A10100)*INDEX(Assump!$C$56:$FN$56,($B10100-1)*Hrs_in_dy+$C10100)","v":0.20569183080691902},{"$f":"INDEX(ePrice!$F10101:$K10101,P_Off)*EPrice_Fac","v":80.207313687497944},15.55141824553718,null,15.55141824553718,13.478988304093566,1.7448509999999999,96.725991851550631,73.074428659649115,"G","G","G","|",".",".","."]
[6,2,7,{"$f":"INDEX(Assump!$C$30:$N$30,$A10115)*INDEX(Assump!$C$56:$FN$56,($B10115-1)*Hrs_in_dy+$C10115)","v":0.20569183080691902},{"$f":"INDEX(ePrice!$F10116:$K10116,P_Off)*EPrice_Fac","v":118.88685996380117},15.55141824553718,null,15.55141824553718,13.478988304093566,1.7448509999999999,135.7962406154933,73.074428659649115,"G","G","G","|",".",".","."]
[6,2,18,{"$f":"INDEX(Assump!$C$30:$N$30,$A10126)*INDEX(Assump!$C$56:$FN$56,($B10126-1)*Hrs_in_dy+$C10126)","v":0.20569183080691902},{"$f":"INDEX(ePrice!$F10127:$K10127,P_Off)*EPrice_Fac","v":147.87642640023574},15.55141824553718,null,15.55141824553718,13.478988304093566,1.7448509999999999,165.07863095532619,73.074428659649115,"G","G","G","|",".",".","."]
[6,3,2,{"$f":"INDEX(Assump!$C$30:$N$30,$A10134)*INDEX(Assump!$C$56:$FN$56,($B10134-1)*Hrs_in_dy+$C10134)","v":0.20569183080691902},{"$f":"INDEX(ePrice!$F10135:$K10135,P_Off)*EPrice_Fac","v":119.83626700876499},15.55141824553718,null,15.55141824553718,13.478988304093566,1.7448509999999999,136.75523763060826,73.074428659649115,"G","G","G","|",".",".","."]
[6,3,13,{"$f":"INDEX(Assump!$C$30:$N$30,$A10145)*INDEX(Assump!$C$56:$FN$56,($B10145-1)*Hrs_in_dy+$C10145)","v":0.20569183080691902},{"$f":"INDEX(ePrice!$F10146:$K10146,P_Off)*EPrice_Fac","v":131.47529411554351},15.55141824553718,null,15.55141824553718,13.478988304093566,1.7448509999999999,148.51183066775826,73.074428659649115,"G","G","G","|",".",".","."]
[6,3,24,{"$f":"INDEX(Assump!$C$30:$N$30,$A10156)*INDEX(Assump!$C$56:$FN$56,($B10156-1)*Hrs_in_dy+$C10156)","v":0.20569183080691902},{"$f":"INDEX(ePrice!$F10157:$K10157,P_Off)*EPrice_Fac","v":119.74584729019699},15.55141824553718,null,15.55141824553718,13.478988304093566,1.7448509999999999,136.66390458154967,73.074428659649115,"G","G","G","|",".",".","."]
[6,4,5,{"$f":"INDEX(Assump!$C$30:$N$30,$A10161)*INDEX(Assump!$C$56:$FN$56,($B10161-1)*Hrs_in_dy+$C10161)","v":0.20569183080691902},{"$f":"INDEX(ePrice!$F10162:$K10162,P_Off)*EPrice_Fac","v":103.20908542765279},15.55141824553718,null,15.55141824553718,13.478988304093566,1.7448509999999999,119.96010472039391,73.074428659649115,"G","G","G","|",".",".","."]
[6,4,16,{"$f":"INDEX(Assump!$C$30:$N$30,$A10172)*INDEX(Assump!$C$56:$FN$56,($B10172-1)*Hrs_in_dy+$C10172)","v":0.20569183080691902},{"$f":"INDEX(ePrice!$F10173:$K10173,P_Off)*EPrice_Fac","v":105.30380890781105},15.55141824553718,null,15.55141824553718,13.478988304093566,1.7448509999999999,122.07598702358406,73.074428659649115,"G","G","G","|",".",".","."]
[6,5,7,{"$f":"INDEX(Assump!$C$30:$N$30,$A10187)*INDEX(Assump!$C$56:$FN$56,($B10187-1)*Hrs_in_dy+$C10187)","v":0.20569183080691902},{"$f":"INDEX(ePrice!$F10188:$K10188,P_Off)*EPrice_Fac","v":96.744075550042126},15.55141824553718,null,15.55141824553718,13.478988304093566,1.7448509999999999,113.42979171270638,73.074428659649115,"G","G","G","|",".",".","."]
[6,5,12,{"$f":"INDEX(Assump!$C$30:$N$30,$A10192)*INDEX(Assump!$C$56:$FN$56,($B10192-1)*Hrs_in_dy+$C10192)","v":0.20569183080691902},{"$f":"INDEX(ePrice!$F10193:$K10193,P_Off)*EPrice_Fac","v":109.93028450787277},15.55141824553718,null,15.55141824553718,13.478988304093566,1.7448509999999999,126.74919470041409,73.074428659649115,"G","G","G","|",".",".","."]
[6,5,22,{"$f":"INDEX(Assump!$C$30:$N$30,$A10202)*INDEX(Assump!$C$56:$FN$56,($B10202-1)*Hrs_in_dy+$C10202)","v":0.20569183080691902},{"$f":"INDEX(ePrice!$F10203:$K10203,P_Off)*EPrice_Fac","v":130.42039739891706},15.55141824553718,null,15.55141824553718,13.478988304093566,1.7448509999999999,147.44627842874166,73.074428659649115,"G","G","G","|",".",".","."]
[6,6,13,{"$f":"INDEX(Assump!$C$30:$N$30,$A10217)*INDEX(Assump!$C$56:$FN$56,($B10217-1)*Hrs_in_dy+$C10217)","v":0.20569183080691902},{"$f":"INDEX(ePrice!$F10218:$K10218,P_Off)*EPrice_Fac","v":110.99522785989568},15.55141824553718,null,15.55141824553718,13.478988304093566,1.7448509999999999,127.82489505599278,73.074428659649115,"G","G","G","|",".",".","."]
[6,6,18,{"$f":"INDEX(Assump!$C$30:$N$30,$A10222)*INDEX(Assump!$C$56:$FN$56,($B10222-1)*Hrs_in_dy+$C10222)","v":0.20569183080691902},{"$f":"INDEX(ePrice!$F10223:$K10223,P_Off)*EPrice_Fac","v":194.87961010249151},15.55141824553718,null,15.55141824553718,13.478988304093566,1.7448509999999999,212.55659429093808,73.074428659649115,"G","G","G","|",".",".","."]
[7,7,5,{"$f":"INDEX(Assump!$C$30:$N$30,$A10233)*INDEX(Assump!$C$56:$FN$56,($B10233-1)*Hrs_in_dy+$C10233)","v":0.26631019628690211},{"$f":"INDEX(ePrice!$F10234:$K10234,P_Off)*EPrice_Fac","v":120.25822569541556},15.55141824553718,null,15.55141824553718,13.478988304093566,1.7448509999999999,137.1814585262149,73.074428659649115,"G","G","G","|",".",".","."]
[7,7,10,{"$f":"INDEX(Assump!$C$30:$N$30,$A10238)*INDEX(Assump!$C$56:$FN$56,($B10238-1)*Hrs_in_dy+$C10238)","v":0.26631019628690211},{"$f":"INDEX(ePrice!$F10239:$K10239,P_Off)*EPrice_Fac","v":169.84339469455705},15.55141824553718,null,15.55141824553718,13.478988304093566,1.7448509999999999,187.267487818277,73.074428659649115,"G","G","G","|",".",".","."]
[7,7,21,{"$f":"INDEX(Assump!$C$30:$N$30,$A10249)*INDEX(Assump!$C$56:$FN$56,($B10249-1)*Hrs_in_dy+$C10249)","v":0.26631019628690211},{"$f":"INDEX(ePrice!$F10250:$K10250,P_Off)*EPrice_Fac","v":160.02783191223287},15.55141824553718,null,15.55141824553718,13.478988304093566,1.7448509999999999,177.35277793714147,73.074428659649115,"G","G","G","|",".",".","."]
[6,1,6,{"$f":"INDEX(Assump!$C$30:$N$30,$A10258)*INDEX(Assump!$C$56:$FN$56,($B10258-1)*Hrs_in_dy+$C10258)","v":0.20569183080691902},{"$f":"INDEX(ePrice!$F10259:$K10259,P_Off)*EPrice_Fac","v":62.511103916382325},15.55141824553718,null,15.55141824553718,13.478988304093566,1.7448509999999999,78.851032486787375,73.074428659649115,"G","G","G","|",".",".","."]
[6,1,16,{"$f":"INDEX(Assump!$C$30:$N$30,$A10268)*INDEX(Assump!$C$56:$FN$56,($B10268-1)*Hrs_in_dy+$C10268)","v":0.20569183080691902},{"$f":"INDEX(ePrice!$F10269:$K10269,P_Off)*EPrice_Fac","v":83.235551865824206},15.55141824553718,null,15.55141824553718,13.478988304093566,1.7448509999999999,99.784818294304429,73.074428659649115,"G","G","G","|",".",".","."]
[6,2,3,{"$f":"INDEX(Assump!$C$30:$N$30,$A10279)*INDEX(Assump!$C$56:$FN$56,($B10279-1)*Hrs_in_dy+$C10279)","v":0.20569183080691902},{"$f":"INDEX(ePrice!$F10280:$K10280,P_Off)*EPrice_Fac","v":87.237690030722561},15.55141824553718,null,15.55141824553718,13.478988304093566,1.7448509999999999,103.82738209723206,73.074428659649115,"G","G","G","|",".",".","."]
[6,2,18,{"$f":"INDEX(Assump!$C$30:$N$30,$A10294)*INDEX(Assump!$C$56:$FN$56,($B10294-1)*Hrs_in_dy+$C10294)","v":0.20569183080691902},{"$f":"INDEX(ePrice!$F10295:$K10295,P_Off)*EPrice_Fac","v":93.240897278070122},15.55141824553718,null,15.55141824553718,13.478988304093566,1.7448509999999999,109.89122780162354,73.074428659649115,"G","G","G","|",".",".","."]
[6,2,23,{"$f":"INDEX(Assump!$C$30:$N$30,$A10299)*INDEX(Assump!$C$56:$FN$56,($B10299-1)*Hrs_in_dy+$C10299)","v":0.20569183080691902},{"$f":"INDEX(ePrice!$F10300:$K10300,P_Off)*EPrice_Fac","v":117.09440548064113},15.55141824553718,null,15.55141824553718,13.478988304093566,1.7448509999999999,133.98568053149324,73.074428659649115,"G","G","G","|",".",".","."]
[6,3,10,{"$f":"INDEX(Assump!$C$30:$N$30,$A10310)*INDEX(Assump!$C$56:$FN$56,($B10310-1)*Hrs_in_dy+$C10310)","v":0.20569183080691902},{"$f":"INDEX(ePrice!$F10311:$K10311,P_Off)*EPrice_Fac","v":124.32756920223294},15.55141824553718,null,{"$f":"SUM($F10310:$G10310)","v":15.55141824553718},13.478988304093566,1.7448509999999999,{"$f":"SUM(E10310,H10310)/COP_Elec","v":141.29190651289912},{"$f":"SUM(I10310:J10310)*GJ_MWh/COP_Other","v":73.074428659649115},"G","G","G","|",".",".","."]
[6,4,1,{"$f":"INDEX(Assump!$C$30:$N$30,$A10325)*INDEX(Assump!$C$56:$FN$56,($B10325-1)*Hrs_in_dy+$C10325)","v":0.20569183080691902},{"$f":"INDEX(ePrice!$F10326:$K10326,P_Off)*EPrice_Fac","v":106.16499950484382},15.55141824553718,null,15.55141824553718,13.478988304093566,1.7448509999999999,122.94587651553637,73.074428659649115,"G","G","G","|",4.9366039393660577,4.9366039393660577,4.9366039393660577]
[6,4,11,{"$f":"INDEX(Assump!$C$30:$N$30,$A10335)*INDEX(Assump!$C$56:$FN$56,($B10335-1)*Hrs_in_dy+$C10335)","v":0.20569183080691902},{"$f":"INDEX(ePrice!$F10336:$K10336,P_Off)*EPrice_Fac","v":112.68440610148559},15.55141824553718,null,15.55141824553718,13.478988304093566,1.7448509999999999,129.53113570406342,73.074428659649115,"G","G","G","|",".",".","."]
[6,4,16,{"$f":"INDEX(Assump!$C$30:$N$30,$A10340)*INDEX(Assump!$C$56:$FN$56,($B10340-1)*Hrs_in_dy+$C10340)","v":0.20569183080691902},{"$f":"INDEX(ePrice!$F10341:$K10341,P_Off)*EPrice_Fac","v":109.49161753362877},15.55141824553718,null,15.55141824553718,13.478988304093566,1.7448509999999999,126.30609674663228,73.074428659649115,"G","G","G","|",".",".","."]
[6,5,7,{"$f":"INDEX(Assump!$C$30:$N$30,$A10355)*INDEX(Assump!$C$56:$FN$56,($B10355-1)*Hrs_in_dy+$C10355)","v":0.20569183080691902},{"$f":"INDEX(ePrice!$F10356:$K10356,P_Off)*EPrice_Fac","v":93.757096627364334},15.55141824553718,null,15.55141824553718,13.478988304093566,1.7448509999999999,110.41264128575911,73.074428659649115,"G","G","G","|",".",".","."]
[6,5,8,{"$f":"INDEX(Assump!$C$30:$N$30,$A10356)*INDEX(Assump!$C$56:$FN$56,($B10356-1)*Hrs_in_dy+$C10356)","v":0.20569183080691902},{"$f":"INDEX(ePrice!$F10357:$K10357,P_Off)*EPrice_Fac","v":103.43105480302631},15.55141824553718,null,15.55141824553718,13.478988304093566,1.7448509999999999,120.18431621067019,73.074428659649115,"G","G","G","|",".",".","."]
[6,5,23,{"$f":"INDEX(Assump!$C$30:$N$30,$A10371)*INDEX(Assump!$C$56:$FN$56,($B10371-1)*Hrs_in_dy+$C10371)","v":0.20569183080691902},{"$f":"INDEX(ePrice!$F10372:$K10372,P_Off)*EPrice_Fac","v":113.32806208023517},15.55141824553718,null,15.55141824553718,13.478988304093566,1.7448509999999999,130.18129325835594,73.074428659649115,"G","G","G","|",".",".","."]
[6,6,6,{"$f":"INDEX(Assump!$C$30:$N$30,$A10378)*INDEX(Assump!$C$56:$FN$56,($B10378-1)*Hrs_in_dy+$C10378)","v":0.20569183080691902},{"$f":"INDEX(ePrice!$F10379:$K10379,P_Off)*EPrice_Fac","v":108.76511474573323},15.55141824553718,null,15.55141824553718,13.478988304093566,1.7448509999999999,125.57225554673778,73.074428659649115,"G","G","G","|",".",".","."]
[6,6,14,{"$f":"INDEX(Assump!$C$30:$N$30,$A10386)*INDEX(Assump!$C$56:$FN$56,($B10386-1)*Hrs_in_dy+$C10386)","v":0.20569183080691902},{"$f":"INDEX(ePrice!$F10387:$K10387,P_Off)*EPrice_Fac","v":38.460037938155494},15.55141824553718,null,15.55141824553718,13.478988304093566,1.7448509999999999,54.557026448174419,73.074428659649115,"E","G","G","|",".",".","."]
[6,7,5,{"$f":"INDEX(Assump!$C$30:$N$30,$A10401)*INDEX(Assump!$C$56:$FN$56,($B10401-1)*Hrs_in_dy+$C10401)","v":0.20569183080691902},{"$f":"INDEX(ePrice!$F10402:$K10402,P_Off)*EPrice_Fac","v":95.605217754467077},15.55141824553718,null,15.55141824553718,13.478988304093566,1.7448509999999999,112.2794303030346,73.074428659649115,"G","G","G","|",".",".","."]
[6,7,16,{"$f":"INDEX(Assump!$C$30:$N$30,$A10412)*INDEX(Assump!$C$56:$FN$56,($B10412-1)*Hrs_in_dy+$C10412)","v":0.20569183080691902},{"$f":"INDEX(ePrice!$F10413:$K10413,P_Off)*EPrice_Fac","v":41.123881493772572},15.55141824553718,null,15.55141824553718,13.478988304093566,1.7448509999999999,57.247777514454292,73.074428659649115,"E","G","G","|",".",".","."]
[6,7,21,{"$f":"INDEX(Assump!$C$30:$N$30,$A10417)*INDEX(Assump!$C$56:$FN$56,($B10417-1)*Hrs_in_dy+$C10417)","v":0.20569183080691902},{"$f":"INDEX(ePrice!$F10418:$K10418,P_Off)*EPrice_Fac","v":102.03540471049011},15.55141824553718,null,15.55141824553718,13.478988304093566,1.7448509999999999,118.77456864245181,73.074428659649115,"G","G","G","|",".",".","."]
[6,1,12,{"$f":"INDEX(Assump!$C$30:$N$30,$A10432)*INDEX(Assump!$C$56:$FN$56,($B10432-1)*Hrs_in_dy+$C10432)","v":0.20569183080691902},{"$f":"INDEX(ePrice!$F10433:$K10433,P_Off)*EPrice_Fac","v":99.173199435991279},15.55141824553718,null,15.55141824553718,13.478988304093566,1.7448509999999999,115.8834522035641,73.074428659649115,"G","G","G","|",".",".","."]
[6,1,23,{"$f":"INDEX(Assump!$C$30:$N$30,$A10443)*INDEX(Assump!$C$56:$FN$56,($B10443-1)*Hrs_in_dy+$C10443)","v":0.20569183080691902},{"$f":"INDEX(ePrice!$F10444:$K10444,P_Off)*EPrice_Fac","v":101.80150129302028},15.55141824553718,null,15.55141824553718,13.478988304093566,1.7448509999999999,118.53830256419945,73.074428659649115,"G","G","G","|",".",".","."]
[6,2,5,{"$f":"INDEX(Assump!$C$30:$N$30,$A10449)*INDEX(Assump!$C$56:$FN$56,($B10449-1)*Hrs_in_dy+$C10449)","v":0.20569183080691902},{"$f":"INDEX(ePrice!$F10450:$K10450,P_Off)*EPrice_Fac","v":51.564779290283347},15.55141824553718,null,15.55141824553718,13.478988304093566,1.7448509999999999,67.794138925071252,73.074428659649115,"E","G","G","|",".",".","."]
[6,2,14,{"$f":"INDEX(Assump!$C$30:$N$30,$A10458)*INDEX(Assump!$C$56:$FN$56,($B10458-1)*Hrs_in_dy+$C10458)","v":0.20569183080691902},{"$f":"INDEX(ePrice!$F10459:$K10459,P_Off)*EPrice_Fac","v":115.1376996046119},15.55141824553718,null,15.55141824553718,13.478988304093566,1.7448509999999999,132.00920994964554,73.074428659649115,"G","G","G","|",".",".","."]
[6,3,5,{"$f":"INDEX(Assump!$C$30:$N$30,$A10473)*INDEX(Assump!$C$56:$FN$56,($B10473-1)*Hrs_in_dy+$C10473)","v":0.20569183080691902},{"$f":"INDEX(ePrice!$F10474:$K10474,P_Off)*EPrice_Fac","v":65.08871344880562},15.55141824553718,null,15.55141824553718,13.478988304093566,1.7448509999999999,81.454678479134145,73.074428659649115,"G","G","G","|",".",".","."]
[6,3,10,{"$f":"INDEX(Assump!$C$30:$N$30,$A10478)*INDEX(Assump!$C$56:$FN$56,($B10478-1)*Hrs_in_dy+$C10478)","v":0.20569183080691902},{"$f":"INDEX(ePrice!$F10479:$K10479,P_Off)*EPrice_Fac","v":113.02393303176319},15.55141824553718,null,15.55141824553718,13.478988304093566,1.7448509999999999,129.8740921992933,73.074428659649115,"G","G","G","|",".",".","."]
[6,3,21,{"$f":"INDEX(Assump!$C$30:$N$30,$A10489)*INDEX(Assump!$C$56:$FN$56,($B10489-1)*Hrs_in_dy+$C10489)","v":0.20569183080691902},{"$f":"INDEX(ePrice!$F10490:$K10490,P_Off)*EPrice_Fac","v":299.74461575307777},15.55141824553718,null,15.55141824553718,13.478988304093566,1.7448509999999999,318.48084242284341,73.074428659649115,"G","G","G","|",".",".","."]
[6,4,2,{"$f":"INDEX(Assump!$C$30:$N$30,$A10494)*INDEX(Assump!$C$56:$FN$56,($B10494-1)*Hrs_in_dy+$C10494)","v":0.20569183080691902},{"$f":"INDEX(ePrice!$F10495:$K10495,P_Off)*EPrice_Fac","v":86.747867640989085},15.55141824553718,null,15.55141824553718,13.478988304093566,1.7448509999999999,103.33261200659219,73.074428659649115,"G","G","G","|",".",".","."]
[6,4,19,{"$f":"INDEX(Assump!$C$30:$N$30,$A10511)*INDEX(Assump!$C$56:$FN$56,($B10511-1)*Hrs_in_dy+$C10511)","v":0.20569183080691902},{"$f":"INDEX(ePrice!$F10512:$K10512,P_Off)*EPrice_Fac","v":80.677741923564952},15.55141824553718,null,15.55141824553718,13.478988304093566,1.7448509999999999,97.201171887981957,73.074428659649115,"G","G","G","|",".",".","."]
[6,5,3,{"$f":"INDEX(Assump!$C$30:$N$30,$A10519)*INDEX(Assump!$C$56:$FN$56,($B10519-1)*Hrs_in_dy+$C10519)","v":0.20569183080691902},{"$f":"INDEX(ePrice!$F10520:$K10520,P_Off)*EPrice_Fac","v":80.058908946645431},15.55141824553718,null,15.55141824553718,13.478988304093566,1.7448509999999999,96.57608807291173,73.074428659649115,"G","G","G","|",".",".","."]
[6,5,8,{"$f":"INDEX(Assump!$C$30:$N$30,$A10524)*INDEX(Assump!$C$56:$FN$56,($B10524-1)*Hrs_in_dy+$C10524)","v":0.20569183080691902},{"$f":"INDEX(ePrice!$F10525:$K10525,P_Off)*EPrice_Fac","v":47.740530556510983},15.55141824553718,null,15.55141824553718,13.478988304093566,1.7448509999999999,63.931261416210262,73.074428659649115,"E","G","G","|",".",".","."]
[6,5,19,{"$f":"INDEX(Assump!$C$30:$N$30,$A10535)*INDEX(Assump!$C$56:$FN$56,($B10535-1)*Hrs_in_dy+$C10535)","v":0.20569183080691902},{"$f":"INDEX(ePrice!$F10536:$K10536,P_Off)*EPrice_Fac","v":58.517958806233089},15.55141824553718,null,15.55141824553718,13.478988304093566,1.7448509999999999,74.817552577545726,73.074428659649115,"G","G","G","|",".",".","."]
[6,6,10,{"$f":"INDEX(Assump!$C$30:$N$30,$A10550)*INDEX(Assump!$C$56:$FN$56,($B10550-1)*Hrs_in_dy+$C10550)","v":0.20569183080691902},{"$f":"INDEX(ePrice!$F10551:$K10551,P_Off)*EPrice_Fac","v":64.052689700929093},15.55141824553718,null,15.55141824553718,13.478988304093566,1.7448509999999999,80.408189844915427,73.074428659649115,"G","G","G","|",".",".","."]
[6,6,15,{"$f":"INDEX(Assump!$C$30:$N$30,$A10555)*INDEX(Assump!$C$56:$FN$56,($B10555-1)*Hrs_in_dy+$C10555)","v":0.20569183080691902},{"$f":"INDEX(ePrice!$F10556:$K10556,P_Off)*EPrice_Fac","v":83.500732807040563},15.55141824553718,null,15.55141824553718,13.478988304093566,1.7448509999999999,100.05267783088661,73.074428659649115,"G","G","G","|",".",".","."]
[6,7,5,{"$f":"INDEX(Assump!$C$30:$N$30,$A10569)*INDEX(Assump!$C$56:$FN$56,($B10569-1)*Hrs_in_dy+$C10569)","v":0.20569183080691902},{"$f":"INDEX(ePrice!$F10570:$K10570,P_Off)*EPrice_Fac","v":43.624248283068724},15.55141824553718,null,15.55141824553718,13.478988304093566,1.7448509999999999,59.773400533945356,73.074428659649115,"E","G","G","|",".",".","."]
[6,7,16,{"$f":"INDEX(Assump!$C$30:$N$30,$A10580)*INDEX(Assump!$C$56:$FN$56,($B10580-1)*Hrs_in_dy+$C10580)","v":0.20569183080691902},{"$f":"INDEX(ePrice!$F10581:$K10581,P_Off)*EPrice_Fac","v":73.502060663104814},15.55141824553718,null,15.55141824553718,13.478988304093566,1.7448509999999999,89.953008998628277,73.074428659649115,"G","G","G","|",".",".","."]
[6,1,3,{"$f":"INDEX(Assump!$C$30:$N$30,$A10591)*INDEX(Assump!$C$56:$FN$56,($B10591-1)*Hrs_in_dy+$C10591)","v":0.20569183080691902},{"$f":"INDEX(ePrice!$F10592:$K10592,P_Off)*EPrice_Fac","v":69.958600321968234},15.55141824553718,null,15.55141824553718,13.478988304093566,1.7448509999999999,86.373756128793346,73.074428659649115,"G","G","G","|",".",".","."]
[6,1,8,{"$f":"INDEX(Assump!$C$30:$N$30,$A10596)*INDEX(Assump!$C$56:$FN$56,($B10596-1)*Hrs_in_dy+$C10596)","v":0.20569183080691902},{"$f":"INDEX(ePrice!$F10597:$K10597,P_Off)*EPrice_Fac","v":74.942193418652494},15.55141824553718,null,15.55141824553718,13.478988304093566,1.7448509999999999,91.40768854968654,73.074428659649115,"G","G","G","|",".",".","."]
[6,1,23,{"$f":"INDEX(Assump!$C$30:$N$30,$A10611)*INDEX(Assump!$C$56:$FN$56,($B10611-1)*Hrs_in_dy+$C10611)","v":0.20569183080691902},{"$f":"INDEX(ePrice!$F10612:$K10612,P_Off)*EPrice_Fac","v":72.531992223278749},15.55141824553718,null,15.55141824553718,13.478988304093566,1.7448509999999999,88.973141887692861,73.074428659649115,"G","G","G","|",".",".","."]
[6,1,24,{"$f":"INDEX(Assump!$C$30:$N$30,$A10612)*INDEX(Assump!$C$56:$FN$56,($B10612-1)*Hrs_in_dy+$C10612)","v":0.20569183080691902},{"$f":"INDEX(ePrice!$F10613:$K10613,P_Off)*EPrice_Fac","v":44.651487770543881},15.55141824553718,null,15.55141824553718,13.478988304093566,1.7448509999999999,60.811016177859656,73.074428659649115,"E","G","G","|",".",".","."]
[7,2,15,{"$f":"INDEX(Assump!$C$30:$N$30,$A10627)*INDEX(Assump!$C$56:$FN$56,($B10627-1)*Hrs_in_dy+$C10627)","v":0.26631019628690211},{"$f":"INDEX(ePrice!$F10628:$K10628,P_Off)*EPrice_Fac","v":70.90636172952405},15.55141824553718,null,15.55141824553718,13.478988304093566,1.7448509999999999,87.331090883900231,73.074428659649115,"G","G","G","|",".",".","."]
[7,2,19,{"$f":"INDEX(Assump!$C$30:$N$30,$A10631)*INDEX(Assump!$C$56:$FN$56,($B10631-1)*Hrs_in_dy+$C10631)","v":0.26631019628690211},{"$f":"INDEX(ePrice!$F10632:$K10632,P_Off)*EPrice_Fac","v":70.71178819552253},15.55141824553718,null,15.55141824553718,13.478988304093566,1.7448509999999999,87.134551960666371,73.074428659649115,"G","G","G","|",".",".","."]
[7,3,6,{"$f":"INDEX(Assump!$C$30:$N$30,$A10642)*INDEX(Assump!$C$56:$FN$56,($B10642-1)*Hrs_in_dy+$C10642)","v":0.26631019628690211},{"$f":"INDEX(ePrice!$F10643:$K10643,P_Off)*EPrice_Fac","v":12.509195266614274},15.55141824553718,null,15.55141824553718,13.478988304093566,1.7448509999999999,28.344054052678239,73.074428659649115,"E","E","G","|",".",".","."]
[7,3,21,{"$f":"INDEX(Assump!$C$30:$N$30,$A10657)*INDEX(Assump!$C$56:$FN$56,($B10657-1)*Hrs_in_dy+$C10657)","v":0.26631019628690211},{"$f":"INDEX(ePrice!$F10658:$K10658,P_Off)*EPrice_Fac","v":77.647393197835015},15.55141824553718,null,15.55141824553718,13.478988304093566,1.7448509999999999,94.140213579163827,73.074428659649115,"G","E","G","|",".",".","."]
[7,4,8,{"$f":"INDEX(Assump!$C$30:$N$30,$A10668)*INDEX(Assump!$C$56:$FN$56,($B10668-1)*Hrs_in_dy+$C10668)","v":0.26631019628690211},{"$f":"INDEX(ePrice!$F10669:$K10669,P_Off)*EPrice_Fac","v":61.698639975322777},15.55141824553718,null,15.55141824553718,13.478988304093566,1.7448509999999999,78.030361839252478,73.074428659649115,"G","G","G","|",".",".","."]
[7,4,13,{"$f":"INDEX(Assump!$C$30:$N$30,$A10673)*INDEX(Assump!$C$56:$FN$56,($B10673-1)*Hrs_in_dy+$C10673)","v":0.26631019628690211},{"$f":"INDEX(ePrice!$F10674:$K10674,P_Off)*EPrice_Fac","v":70.454449005391481},15.55141824553718,null,15.55141824553718,13.478988304093566,1.7448509999999999,86.874613384776424,73.074428659649115,"G","G","G","|",".",".","."]
[7,5,4,{"$f":"INDEX(Assump!$C$30:$N$30,$A10688)*INDEX(Assump!$C$56:$FN$56,($B10688-1)*Hrs_in_dy+$C10688)","v":0.26631019628690211},{"$f":"INDEX(ePrice!$F10689:$K10689,P_Off)*EPrice_Fac","v":42.686922733689755},15.55141824553718,null,15.55141824553718,13.478988304093566,1.7448509999999999,58.826607049724174,73.074428659649115,"E","G","G","|",".",".","."]
[7,5,9,{"$f":"INDEX(Assump!$C$30:$N$30,$A10693)*INDEX(Assump!$C$56:$FN$56,($B10693-1)*Hrs_in_dy+$C10693)","v":0.26631019628690211},{"$f":"INDEX(ePrice!$F10694:$K10694,P_Off)*EPrice_Fac","v":110.53659700970597},{"$f":"Nwk_Elec_Var","v":15.55141824553718},null,15.55141824553718,{"$f":"IF(Other_fuel=\"Gas\",\nCHOOSE(Gas_price_option,Other_fuel_price_wholesale_flex,Gas_elec_m*$E10693+Gas_elec_c),\nOther_fuel_price_wholesale_flex)","v":13.478988304093566},{"$f":"IF(Other_fuel=\"Gas\",Nwk_Gas_Var,0)","v":1.7448509999999999},127.36163157095268,73.074428659649115,{"$f":"IF(K10693<L10693,ID_E,ID_O)","v":"G"},{"$f":"IF($C10693=1,IF(SUM($D10693:$D10716)=0,\".\",IF(SUMPRODUCT($K10693:$K10716,$D10693:$D10716)<SUMPRODUCT($L10693:$L10716,$D10693:$D10716),ID_E,ID_O)),N10692)","v":"G"},{"$f":"IF(SUM($B10693:$C10693)=2,IF(SUMPRODUCT($K10693:$K10860,$D10693:$D10860)<SUMPRODUCT($L10693:$L10860,$D10693:$D10860),ID_E,ID_O),O10692)","v":"G"},"|",{"$f":"IF($C10693=1,SUMIFS($D10693:$D10716,M10693:M10716,ID_O),\".\")","v":"."},{"$f":"IF($C10693=1,SUMIFS($D10693:$D10716,N10693:N10716,ID_O),\".\")","v":"."},{"$f":"IF($C10693=1,SUMIFS($D10693:$D10716,O10693:O10716,ID_O),\".\")","v":"."}]
[7,5,19,{"$f":"INDEX(Assump!$C$30:$N$30,$A10703)*INDEX(Assump!$C$56:$FN$56,($B10703-1)*Hrs_in_dy+$C10703)","v":0.26631019628690211},{"$f":"INDEX(ePrice!$F10704:$K10704,P_Off)*EPrice_Fac","v":82.41758306367889},15.55141824553718,null,15.55141824553718,13.478988304093566,1.7448509999999999,98.958587181026331,73.074428659649115,"G","G","G","|",".",".","."]
[7,6,6,{"$f":"INDEX(Assump!$C$30:$N$30,$A10714)*INDEX(Assump!$C$56:$FN$56,($B10714-1)*Hrs_in_dy+$C10714)","v":0.26631019628690211},{"$f":"INDEX(ePrice!$F10715:$K10715,P_Off)*EPrice_Fac","v":64.077458342631786},15.55141824553718,null,15.55141824553718,13.478988304093566,1.7448509999999999,80.433208674918149,73.074428659649115,"G","G","G","|",".",".","."]
[7,6,21,{"$f":"INDEX(Assump!$C$30:$N$30,$A10729)*INDEX(Assump!$C$56:$FN$56,($B10729-1)*Hrs_in_dy+$C10729)","v":0.26631019628690211},{"$f":"INDEX(ePrice!$F10730:$K10730,P_Off)*EPrice_Fac","v":76.184953410017087},15.55141824553718,null,15.55141824553718,13.478988304093566,1.7448509999999999,92.663001672277034,73.074428659649115,"G","G","G","|",".",".","."]
[7,7,2,{"$f":"INDEX(Assump!$C$30:$N$30,$A10734)*INDEX(Assump!$C$56:$FN$56,($B10734-1)*Hrs_in_dy+$C10734)","v":0.26631019628690211},{"$f":"INDEX(ePrice!$F10735:$K10735,P_Off)*EPrice_Fac","v":67.278506805237527},15.55141824553718,null,15.55141824553718,13.478988304093566,1.7448509999999999,83.666590960378485,73.074428659649115,"G","G","G","|",".",".","."]
[7,7,13,{"$f":"INDEX(Assump!$C$30:$N$30,$A10745)*INDEX(Assump!$C$56:$FN$56,($B10745-1)*Hrs_in_dy+$C10745)","v":0.26631019628690211},{"$f":"INDEX(ePrice!$F10746:$K10746,P_Off)*EPrice_Fac","v":83.434386692977199},15.55141824553718,null,15.55141824553718,13.478988304093566,1.7448509999999999,99.985661554054929,73.074428659649115,"G","G","G","|",".",".","."]
[7,7,19,{"$f":"INDEX(Assump!$C$30:$N$30,$A10751)*INDEX(Assump!$C$56:$FN$56,($B10751-1)*Hrs_in_dy+$C10751)","v":0.26631019628690211},{"$f":"INDEX(ePrice!$F10752:$K10752,P_Off)*EPrice_Fac","v":84.41980749421073},15.55141824553718,null,15.55141824553718,13.478988304093566,1.7448509999999999,100.98103610075546,73.074428659649115,"G","G","G","|",".",".","."]
[6,1,8,{"$f":"INDEX(Assump!$C$30:$N$30,$A10764)*INDEX(Assump!$C$56:$FN$56,($B10764-1)*Hrs_in_dy+$C10764)","v":0.20569183080691902},{"$f":"INDEX(ePrice!$F10765:$K10765,P_Off)*EPrice_Fac","v":87.035517339201277},15.55141824553718,null,15.55141824553718,13.478988304093566,1.7448509999999999,103.62316725731158,73.074428659649115,"G","G","G","|",".",".","."]
[6,1,19,{"$f":"INDEX(Assump!$C$30:$N$30,$A10775)*INDEX(Assump!$C$56:$FN$56,($B10775-1)*Hrs_in_dy+$C10775)","v":0.20569183080691902},{"$f":"INDEX(ePrice!$F10776:$K10776,P_Off)*EPrice_Fac","v":92.096372479862026},15.55141824553718,null,15.55141824553718,13.478988304093566,1.7448509999999999,108.73514214686789,73.074428659649115,"G","G","G","|",".",".","."]
[6,1,24,{"$f":"INDEX(Assump!$C$30:$N$30,$A10780)*INDEX(Assump!$C$56:$FN$56,($B10780-1)*Hrs_in_dy+$C10780)","v":0.20569183080691902},{"$f":"INDEX(ePrice!$F10781:$K10781,P_Off)*EPrice_Fac","v":63.167430256895848},15.55141824553718,null,15.55141824553718,13.478988304093566,1.7448509999999999,79.513988386295992,73.074428659649115,"G","G","G","|",".",".","."]
[6,2,11,{"$f":"INDEX(Assump!$C$30:$N$30,$A10791)*INDEX(Assump!$C$56:$FN$56,($B10791-1)*Hrs_in_dy+$C10791)","v":0.20569183080691902},{"$f":"INDEX(ePrice!$F10792:$K10792,P_Off)*EPrice_Fac","v":71.504784978795172},15.55141824553718,null,15.55141824553718,13.478988304093566,1.7448509999999999,87.935558812456918,73.074428659649115,"G","G","G","|",".",".","."]
[6,3,2,{"$f":"INDEX(Assump!$C$30:$N$30,$A10806)*INDEX(Assump!$C$56:$FN$56,($B10806-1)*Hrs_in_dy+$C10806)","v":0.20569183080691902},{"$f":"INDEX(ePrice!$F10807:$K10807,P_Off)*EPrice_Fac","v":67.60034145504217},15.55141824553718,null,15.55141824553718,13.478988304093566,1.7448509999999999,83.991676465231663,73.074428659649115,"G","G","G","|",".",".","."]
[6,3,5,{"$f":"INDEX(Assump!$C$30:$N$30,$A10809)*INDEX(Assump!$C$56:$FN$56,($B10809-1)*Hrs_in_dy+$C10809)","v":0.20569183080691902},{"$f":"INDEX(ePrice!$F10810:$K10810,P_Off)*EPrice_Fac","v":58.746953592264653},15.55141824553718,null,15.55141824553718,13.478988304093566,1.7448509999999999,75.048860442224083,73.074428659649115,"G","G","G","|",".",".","."]
[6,3,17,{"$f":"INDEX(Assump!$C$30:$N$30,$A10821)*INDEX(Assump!$C$56:$FN$56,($B10821-1)*Hrs_in_dy+$C10821)","v":0.20569183080691902},{"$f":"INDEX(ePrice!$F10822:$K10822,P_Off)*EPrice_Fac","v":72.269508789976115},{"$f":"Nwk_Elec_Var","v":15.55141824553718},null,15.55141824553718,{"$f":"IF(Other_fuel=\"Gas\",\nCHOOSE(Gas_price_option,Other_fuel_price_wholesale_flex,Gas_elec_m*$E10821+Gas_elec_c),\nOther_fuel_price_wholesale_flex)","v":13.478988304093566},{"$f":"IF(Other_fuel=\"Gas\",Nwk_Gas_Var,0)","v":1.7448509999999999},88.708007106579089,73.074428659649115,{"$f":"IF(K10821<L10821,ID_E,ID_O)","v":"G"},{"$f":"IF($C10821=1,IF(SUM($D10821:$D10844)=0,\".\",IF(SUMPRODUCT($K10821:$K10844,$D10821:$D10844)<SUMPRODUCT($L10821:$L10844,$D10821:$D10844),ID_E,ID_O)),N10820)","v":"G"},{"$f":"IF(SUM($B10821:$C10821)=2,IF(SUMPRODUCT($K10821:$K10988,$D10821:$D10988)<SUMPRODUCT($L10821:$L10988,$D10821:$D10988),ID_E,ID_O),O10820)","v":"G"},"|",{"$f":"IF($C10821=1,SUMIFS($D10821:$D10844,M10821:M10844,ID_O),\".\")","v":"."},{"$f":"IF($C10821=1,SUMIFS($D10821:$D10844,N10821:N10844,ID_O),\".\")","v":"."},{"$f":"IF($C10821=1,SUMIFS($D10821:$D10844,O10821:O10844,ID_O),\".\")","v":"."}]
[6,4,8,{"$f":"INDEX(Assump!$C$30:$N$30,$A10836)*INDEX(Assump!$C$56:$FN$56,($B10836-1)*Hrs_in_dy+$C10836)","v":0.20569183080691902},{"$f":"INDEX(ePrice!$F10837:$K10837,P_Off)*EPrice_Fac","v":52.175302629514761},15.55141824553718,null,15.55141824553718,13.478988304093566,1.7448509999999999,68.410829166719125,73.074428659649115,"E","E","G","|",".",".","."]
[6,4,19,{"$f":"INDEX(Assump!$C$30:$N$30,$A10847)*INDEX(Assump!$C$56:$FN$56,($B10847-1)*Hrs_in_dy+$C10847)","v":0.20569183080691902},{"$f":"INDEX(ePrice!$F10848:$K10848,P_Off)*EPrice_Fac","v":59.362463001263926},15.55141824553718,null,15.55141824553718,13.478988304093566,1.7448509999999999,75.670587117980915,73.074428659649115,"G","E","G","|",".",".","."]
[6,4,24,{"$f":"INDEX(Assump!$C$30:$N$30,$A10852)*INDEX(Assump!$C$56:$FN$56,($B10852-1)*Hrs_in_dy+$C10852)","v":0.20569183080691902},{"$f":"INDEX(ePrice!$F10853:$K10853,P_Off)*EPrice_Fac","v":10.985910360623519},15.55141824553718,null,15.55141824553718,13.478988304093566,1.7448509999999999,26.805382430465354,73.074428659649115,"E","E","G","|",".",".","."]
[6,5,15,{"$f":"INDEX(Assump!$C$30:$N$30,$A10867)*INDEX(Assump!$C$56:$FN$56,($B10867-1)*Hrs_in_dy+$C10867)","v":0.20569183080691902},{"$f":"INDEX(ePrice!$F10868:$K10868,P_Off)*EPrice_Fac","v":21.890996253398651},15.55141824553718,null,15.55141824553718,13.478988304093566,1.7448509999999999,37.820620705995793,73.074428659649115,"E","E","G","|",".",".","."]
[6,5,16,{"$f":"INDEX(Assump!$C$30:$N$30,$A10868)*INDEX(Assump!$C$56:$FN$56,($B10868-1)*Hrs_in_dy+$C10868)","v":0.20569183080691902},{"$f":"INDEX(ePrice!$F10869:$K10869,P_Off)*EPrice_Fac","v":4.2650449956919836},15.55141824553718,null,15.55141824553718,13.478988304093566,1.7448509999999999,20.016629536595115,73.074428659649115,"E","E","G","|",".",".","."]
[6,6,8,{"$f":"INDEX(Assump!$C$30:$N$30,$A10884)*INDEX(Assump!$C$56:$FN$56,($B10884-1)*Hrs_in_dy+$C10884)","v":0.20569183080691902},{"$f":"INDEX(ePrice!$F10885:$K10885,P_Off)*EPrice_Fac","v":53.499580448876856},15.55141824553718,null,15.55141824553718,13.478988304093566,1.7448509999999999,69.748483529711152,73.074428659649115,"E","G","G","|",".",".","."]
[6,6,11,{"$f":"INDEX(Assump!$C$30:$N$30,$A10887)*INDEX(Assump!$C$56:$FN$56,($B10887-1)*Hrs_in_dy+$C10887)","v":0.20569183080691902},{"$f":"INDEX(ePrice!$F10888:$K10888,P_Off)*EPrice_Fac","v":90.504752189924474},15.55141824553718,null,15.55141824553718,13.478988304093566,1.7448509999999999,107.12744488430469,73.074428659649115,"G","G","G","|",".",".","."]
[6,6,22,{"$f":"INDEX(Assump!$C$30:$N$30,$A10898)*INDEX(Assump!$C$56:$FN$56,($B10898-1)*Hrs_in_dy+$C10898)","v":0.20569183080691902},{"$f":"INDEX(ePrice!$F10899:$K10899,P_Off)*EPrice_Fac","v":72.972059933581349},15.55141824553718,null,15.55141824553718,13.478988304093566,1.7448509999999999,89.417654726382352,73.074428659649115,"G","G","G","|",".",".","."]
[6,7,13,{"$f":"INDEX(Assump!$C$30:$N$30,$A10913)*INDEX(Assump!$C$56:$FN$56,($B10913-1)*Hrs_in_dy+$C10913)","v":0.20569183080691902},{"$f":"INDEX(ePrice!$F10914:$K10914,P_Off)*EPrice_Fac","v":63.024433121471773},15.55141824553718,null,15.55141824553718,13.478988304093566,1.7448509999999999,79.369546835362584,73.074428659649115,"G","E","G","|",".",".","."]
[6,7,24,{"$f":"INDEX(Assump!$C$30:$N$30,$A10924)*INDEX(Assump!$C$56:$FN$56,($B10924-1)*Hrs_in_dy+$C10924)","v":0.20569183080691902},{"$f":"INDEX(ePrice!$F10925:$K10925,P_Off)*EPrice_Fac","v":49.800306728123594},15.55141824553718,null,15.55141824553718,13.478988304093566,1.7448509999999999,66.011843407738155,73.074428659649115,"E","E","G","|",".",".","."]
[6,1,5,{"$f":"INDEX(Assump!$C$30:$N$30,$A10929)*INDEX(Assump!$C$56:$FN$56,($B10929-1)*Hrs_in_dy+$C10929)","v":0.20569183080691902},{"$f":"INDEX(ePrice!$F10930:$K10930,P_Off)*EPrice_Fac","v":1.3142426422379967E-2},15.55141824553718,null,15.55141824553718,13.478988304093566,1.7448509999999999,15.721778456524808,73.074428659649115,"E","E","E","|",".",".","."]
[6,1,18,{"$f":"INDEX(Assump!$C$30:$N$30,$A10942)*INDEX(Assump!$C$56:$FN$56,($B10942-1)*Hrs_in_dy+$C10942)","v":0.20569183080691902},{"$f":"INDEX(ePrice!$F10943:$K10943,P_Off)*EPrice_Fac","v":78.033156882881045},15.55141824553718,null,15.55141824553718,13.478988304093566,1.7448509999999999,94.529873867089108,73.074428659649115,"G","E","E","|",".",".","."]
[6,2,6,{"$f":"INDEX(Assump!$C$30:$N$30,$A10954)*INDEX(Assump!$C$56:$FN$56,($B10954-1)*Hrs_in_dy+$C10954)","v":0.20569183080691902},{"$f":"INDEX(ePrice!$F10955:$K10955,P_Off)*EPrice_Fac","v":5.9140918900709841E-2},15.55141824553718,null,15.55141824553718,13.478988304093566,1.7448509999999999,15.768241580240293,73.074428659649115,"E","E","E","|",".",".","."]
[6,2,11,{"$f":"INDEX(Assump!$C$30:$N$30,$A10959)*INDEX(Assump!$C$56:$FN$56,($B10959-1)*Hrs_in_dy+$C10959)","v":0.20569183080691902},{"$f":"INDEX(ePrice!$F10960:$K10960,P_Off)*EPrice_Fac","v":63.70134086927569},15.55141824553718,null,15.55141824553718,13.478988304093566,1.7448509999999999,80.053292035164517,73.074428659649115,"G","E","E","|",".",".","."]
[6,3,2,{"$f":"INDEX(Assump!$C$30:$N$30,$A10974)*INDEX(Assump!$C$56:$FN$56,($B10974-1)*Hrs_in_dy+$C10974)","v":0.20569183080691902},{"$f":"INDEX(ePrice!$F10975:$K10975,P_Off)*EPrice_Fac","v":59.495764414114092},15.55141824553718,null,15.55141824553718,13.478988304093566,1.7448509999999999,75.805235009748756,73.074428659649115,"G","E","E","|",".",".","."]
[6,3,13,{"$f":"INDEX(Assump!$C$30:$N$30,$A10985)*INDEX(Assump!$C$56:$FN$56,($B10985-1)*Hrs_in_dy+$C10985)","v":0.20569183080691902},{"$f":"INDEX(ePrice!$F10986:$K10986,P_Off)*EPrice_Fac","v":44.703963475725452},15.55141824553718,null,15.55141824553718,13.478988304093566,1.7448509999999999,60.864021940669325,73.074428659649115,"E","E","E","|",".",".","."]
[6,3,18,{"$f":"INDEX(Assump!$C$30:$N$30,$A10990)*INDEX(Assump!$C$56:$FN$56,($B10990-1)*Hrs_in_dy+$C10990)","v":0.20569183080691902},{"$f":"INDEX(ePrice!$F10991:$K10991,P_Off)*EPrice_Fac","v":64.489886454618485},15.55141824553718,null,15.55141824553718,13.478988304093566,1.7448509999999999,80.84980272742996,73.074428659649115,"G","E","E","|",".",".","."]
[6,4,8,{"$f":"INDEX(Assump!$C$30:$N$30,$A11004)*INDEX(Assump!$C$56:$FN$56,($B11004-1)*Hrs_in_dy+$C11004)","v":0.20569183080691902},{"$f":"INDEX(ePrice!$F11005:$K11005,P_Off)*EPrice_Fac","v":67.085515673038529},15.55141824553718,null,15.55141824553718,13.478988304093566,1.7448509999999999,83.471650422803748,73.074428659649115,"G","G","E","|",".",".","."]
[6,4,9,{"$f":"INDEX(Assump!$C$30:$N$30,$A11005)*INDEX(Assump!$C$56:$FN$56,($B11005-1)*Hrs_in_dy+$C11005)","v":0.20569183080691902},{"$f":"INDEX(ePrice!$F11006:$K11006,P_Off)*EPrice_Fac","v":76.692629387798291},15.55141824553718,null,15.55141824553718,13.478988304093566,1.7448509999999999,93.175805690237851,73.074428659649115,"G","G","E","|",".",".","."]
[6,4,24,{"$f":"INDEX(Assump!$C$30:$N$30,$A11020)*INDEX(Assump!$C$56:$FN$56,($B11020-1)*Hrs_in_dy+$C11020)","v":0.20569183080691902},{"$f":"INDEX(ePrice!$F11021:$K11021,P_Off)*EPrice_Fac","v":39.821552059811296},15.55141824553718,null,15.55141824553718,13.478988304093566,1.7448509999999999,55.93229323772573,73.074428659649115,"E","G","E","|",".",".","."]
[6,5,11,{"$f":"INDEX(Assump!$C$30:$N$30,$A11031)*INDEX(Assump!$C$56:$FN$56,($B11031-1)*Hrs_in_dy+$C11031)","v":0.20569183080691902},{"$f":"INDEX(ePrice!$F11032:$K11032,P_Off)*EPrice_Fac","v":82.554151572179748},15.55141824553718,null,15.55141824553718,13.478988304093566,1.7448509999999999,99.096535169411041,73.074428659649115,"G","G","E","|",".",".","."]
[6,5,16,{"$f":"INDEX(Assump!$C$30:$N$30,$A11036)*INDEX(Assump!$C$56:$FN$56,($B11036-1)*Hrs_in_dy+$C11036)","v":0.20569183080691902},{"$f":"INDEX(ePrice!$F11037:$K11037,P_Off)*EPrice_Fac","v":66.349539793385247},15.55141824553718,null,15.55141824553718,13.478988304093566,1.7448509999999999,82.728240443355986,73.074428659649115,"G","G","E","|",".",".","."]
[6,6,3,{"$f":"INDEX(Assump!$C$30:$N$30,$A11047)*INDEX(Assump!$C$56:$FN$56,($B11047-1)*Hrs_in_dy+$C11047)","v":0.20569183080691902},{"$f":"INDEX(ePrice!$F11048:$K11048,P_Off)*EPrice_Fac","v":33.059773665496799},15.55141824553718,null,15.55141824553718,13.478988304093566,1.7448509999999999,49.102214051549474,73.074428659649115,"E","E","E","|",".",".","."]
[6,6,18,{"$f":"INDEX(Assump!$C$30:$N$30,$A11062)*INDEX(Assump!$C$56:$FN$56,($B11062-1)*Hrs_in_dy+$C11062)","v":0.20569183080691902},{"$f":"INDEX(ePrice!$F11063:$K11063,P_Off)*EPrice_Fac","v":33.401476752478679},15.55141824553718,null,15.55141824553718,13.478988304093566,1.7448509999999999,49.4473686848645,73.074428659649115,"E","E","E","|",".",".","."]
[6,6,22,{"$f":"INDEX(Assump!$C$30:$N$30,$A11066)*INDEX(Assump!$C$56:$FN$56,($B11066-1)*Hrs_in_dy+$C11066)","v":0.20569183080691902},{"$f":"INDEX(ePrice!$F11067:$K11067,P_Off)*EPrice_Fac","v":86.963435636888207},15.55141824553718,null,15.55141824553718,13.478988304093566,1.7448509999999999,103.55035745699534,73.074428659649115,"G","E","E","|",".",".","."]
[6,7,9,{"$f":"INDEX(Assump!$C$30:$N$30,$A11077)*INDEX(Assump!$C$56:$FN$56,($B11077-1)*Hrs_in_dy+$C11077)","v":0.20569183080691902},{"$f":"INDEX(ePrice!$F11078:$K11078,P_Off)*EPrice_Fac","v":9.9422455885304437},{"$f":"Nwk_Elec_Var","v":15.55141824553718},null,15.55141824553718,{"$f":"IF(Other_fuel=\"Gas\",\nCHOOSE(Gas_price_option,Other_fuel_price_wholesale_flex,Gas_elec_m*$E11077+Gas_elec_c),\nOther_fuel_price_wholesale_flex)","v":13.478988304093566},{"$f":"IF(Other_fuel=\"Gas\",Nwk_Gas_Var,0)","v":1.7448509999999999},25.7511755899673,73.074428659649115,{"$f":"IF(K11077<L11077,ID_E,ID_O)","v":"E"},{"$f":"IF($C11077=1,IF(SUM($D11077:$D11100)=0,\".\",IF(SUMPRODUCT($K11077:$K11100,$D11077:$D11100)<SUMPRODUCT($L11077:$L11100,$D11077:$D11100),ID_E,ID_O)),N11076)","v":"E"},{"$f":"IF(SUM($B11077:$C11077)=2,IF(SUMPRODUCT($K11077:$K11244,$D11077:$D11244)<SUMPRODUCT($L11077:$L11244,$D11077:$D11244),ID_E,ID_O),O11076)","v":"E"},"|",{"$f":"IF($C11077=1,SUMIFS($D11077:$D11100,M11077:M11100,ID_O),\".\")","v":"."},{"$f":"IF($C11077=1,SUMIFS($D11077:$D11100,N11077:N11100,ID_O),\".\")","v":"."},{"$f":"IF($C11077=1,SUMIFS($D11077:$D11100,O11077:O11100,ID_O),\".\")","v":"."}]
[6,7,24,{"$f":"INDEX(Assump!$C$30:$N$30,$A11092)*INDEX(Assump!$C$56:$FN$56,($B11092-1)*Hrs_in_dy+$C11092)","v":0.20569183080691902},{"$f":"INDEX(ePrice!$F11093:$K11093,P_Off)*EPrice_Fac","v":43.987701235705742},15.55141824553718,null,15.55141824553718,13.478988304093566,1.7448509999999999,60.140524728528206,73.074428659649115,"E","E","E","|",".",".","."]
[7,1,5,{"$f":"INDEX(Assump!$C$30:$N$30,$A11097)*INDEX(Assump!$C$56:$FN$56,($B11097-1)*Hrs_in_dy+$C11097)","v":0.26631019628690211},{"$f":"INDEX(ePrice!$F11098:$K11098,P_Off)*EPrice_Fac","v":106.27895147247391},15.55141824553718,null,15.55141824553718,13.478988304093566,1.7448509999999999,123.06097951314251,73.074428659649115,"G","G","G","|",".",".","."]
[7,1,16,{"$f":"INDEX(Assump!$C$30:$N$30,$A11108)*INDEX(Assump!$C$56:$FN$56,($B11108-1)*Hrs_in_dy+$C11108)","v":0.26631019628690211},{"$f":"INDEX(ePrice!$F11109:$K11109,P_Off)*EPrice_Fac","v":427.47333849345341},15.55141824553718,null,15.55141824553718,13.478988304093566,1.7448509999999999,447.49975428180869,73.074428659649115,"G","G","G","|",".",".","."]
[7,2,7,{"$f":"INDEX(Assump!$C$30:$N$30,$A11123)*INDEX(Assump!$C$56:$FN$56,($B11123-1)*Hrs_in_dy+$C11123)","v":0.26631019628690211},{"$f":"INDEX(ePrice!$F11124:$K11124,P_Off)*EPrice_Fac","v":104.63817786560222},15.55141824553718,null,15.55141824553718,13.478988304093566,1.7448509999999999,121.40363243549434,73.074428659649115,"G","G","G","|",".",".","."]
[7,2,12,{"$f":"INDEX(Assump!$C$30:$N$30,$A11128)*INDEX(Assump!$C$56:$FN$56,($B11128-1)*Hrs_in_dy+$C11128)","v":0.26631019628690211},{"$f":"INDEX(ePrice!$F11129:$K11129,P_Off)*EPrice_Fac","v":442.92251734973485},15.55141824553718,null,15.55141824553718,13.478988304093566,1.7448509999999999,463.10498544976974,73.074428659649115,"G","G","G","|",".",".","."]
[7,2,22,{"$f":"INDEX(Assump!$C$30:$N$30,$A11138)*INDEX(Assump!$C$56:$FN$56,($B11138-1)*Hrs_in_dy+$C11138)","v":0.26631019628690211},{"$f":"INDEX(ePrice!$F11139:$K11139,P_Off)*EPrice_Fac","v":426.70476559339244},15.55141824553718,null,15.55141824553718,13.478988304093566,1.7448509999999999,446.72341801912086,73.074428659649115,"G","G","G","|",".",".","."]
[7,3,3,{"$f":"INDEX(Assump!$C$30:$N$30,$A11143)*INDEX(Assump!$C$56:$FN$56,($B11143-1)*Hrs_in_dy+$C11143)","v":0.26631019628690211},{"$f":"INDEX(ePrice!$F11144:$K11144,P_Off)*EPrice_Fac","v":285.85730491930047},15.55141824553718,null,15.55141824553718,13.478988304093566,1.7448509999999999,304.45325572205826,73.074428659649115,"G","G","G","|",".",".","."]
[7,3,14,{"$f":"INDEX(Assump!$C$30:$N$30,$A11154)*INDEX(Assump!$C$56:$FN$56,($B11154-1)*Hrs_in_dy+$C11154)","v":0.26631019628690211},{"$f":"INDEX(ePrice!$F11155:$K11155,P_Off)*EPrice_Fac","v":350.47787807835817},15.55141824553718,null,15.55141824553718,13.478988304093566,1.7448509999999999,369.72656194332865,73.074428659649115,"G","G","G","|",".",".","."]
[7,4,5,{"$f":"INDEX(Assump!$C$30:$N$30,$A11169)*INDEX(Assump!$C$56:$FN$56,($B11169-1)*Hrs_in_dy+$C11169)","v":0.26631019628690211},{"$f":"INDEX(ePrice!$F11170:$K11170,P_Off)*EPrice_Fac","v":101.93521923954513},15.55141824553718,null,15.55141824553718,13.478988304093566,1.7448509999999999,118.67337119705284,73.074428659649115,"G","G","G","|",".",".","."]
[7,4,10,{"$f":"INDEX(Assump!$C$30:$N$30,$A11174)*INDEX(Assump!$C$56:$FN$56,($B11174-1)*Hrs_in_dy+$C11174)","v":0.26631019628690211},{"$f":"INDEX(ePrice!$F11175:$K11175,P_Off)*EPrice_Fac","v":245.90014976669329},15.55141824553718,null,15.55141824553718,13.478988304093566,1.7448509999999999,264.09249294164698,73.074428659649115,"G","G","G","|",".",".","."]
[7,4,22,{"$f":"INDEX(Assump!$C$30:$N$30,$A11186)*INDEX(Assump!$C$56:$FN$56,($B11186-1)*Hrs_in_dy+$C11186)","v":0.26631019628690211},{"$f":"INDEX(ePrice!$F11187:$K11187,P_Off)*EPrice_Fac","v":405.4783365108101},15.55141824553718,null,15.55141824553718,13.478988304093566,1.7448509999999999,425.28258056196699,73.074428659649115,"G","G","G","|",".",".","."]
[7,5,11,{"$f":"INDEX(Assump!$C$30:$N$30,$A11199)*INDEX(Assump!$C$56:$FN$56,($B11199-1)*Hrs_in_dy+$C11199)","v":0.26631019628690211},{"$f":"INDEX(ePrice!$F11200:$K11200,P_Off)*EPrice_Fac","v":412.49912041810848},15.55141824553718,null,15.55141824553718,13.478988304093566,1.7448509999999999,432.37428147842996,73.074428659649115,"G","G","G","|",".",".","."]
[7,5,22,{"$f":"INDEX(Assump!$C$30:$N$30,$A11210)*INDEX(Assump!$C$56:$FN$56,($B11210-1)*Hrs_in_dy+$C11210)","v":0.26631019628690211},{"$f":"INDEX(ePrice!$F11211:$K11211,P_Off)*EPrice_Fac","v":411.58374145848535},15.55141824553718,null,15.55141824553718,13.478988304093566,1.7448509999999999,431.44965626668943,73.074428659649115,"G","G","G","|",".",".","."]
[7,6,3,{"$f":"INDEX(Assump!$C$30:$N$30,$A11215)*INDEX(Assump!$C$56:$FN$56,($B11215-1)*Hrs_in_dy+$C11215)","v":0.26631019628690211},{"$f":"INDEX(ePrice!$F11216:$K11216,P_Off)*EPrice_Fac","v":158.70598603730602},15.55141824553718,null,15.55141824553718,13.478988304093566,1.7448509999999999,176.01758008368,73.074428659649115,"G","G","G","|",".",".","."]
[7,6,18,{"$f":"INDEX(Assump!$C$30:$N$30,$A11230)*INDEX(Assump!$C$56:$FN$56,($B11230-1)*Hrs_in_dy+$C11230)","v":0.26631019628690211},{"$f":"INDEX(ePrice!$F11231:$K11231,P_Off)*EPrice_Fac","v":535.62622613798601},15.55141824553718,null,15.55141824553718,13.478988304093566,1.7448509999999999,556.74509533689218,73.074428659649115,"G","G","G","|",".",".","."]
[7,7,5,{"$f":"INDEX(Assump!$C$30:$N$30,$A11241)*INDEX(Assump!$C$56:$FN$56,($B11241-1)*Hrs_in_dy+$C11241)","v":0.26631019628690211},{"$f":"INDEX(ePrice!$F11242:$K11242,P_Off)*EPrice_Fac","v":314.28586657099339},15.55141824553718,null,15.55141824553718,13.478988304093566,1.7448509999999999,333.16897456215213,73.074428659649115,"G","G","G","|",".",".","."]
[7,7,10,{"$f":"INDEX(Assump!$C$30:$N$30,$A11246)*INDEX(Assump!$C$56:$FN$56,($B11246-1)*Hrs_in_dy+$C11246)","v":0.26631019628690211},{"$f":"INDEX(ePrice!$F11247:$K11247,P_Off)*EPrice_Fac","v":636.43017515384588},15.55141824553718,null,15.55141824553718,13.478988304093566,1.7448509999999999,658.5672660599829,73.074428659649115,"G","G","G","|",".",".","."]
[7,7,16,{"$f":"INDEX(Assump!$C$30:$N$30,$A11252)*INDEX(Assump!$C$56:$FN$56,($B11252-1)*Hrs_in_dy+$C11252)","v":0.26631019628690211},{"$f":"INDEX(ePrice!$F11253:$K11253,P_Off)*EPrice_Fac","v":532.14605896130558},15.55141824553718,null,15.55141824553718,13.478988304093566,1.7448509999999999,553.22977495640691,73.074428659649115,"G","G","G","|",".",".","."]
[7,1,1,{"$f":"INDEX(Assump!$C$30:$N$30,$A11261)*INDEX(Assump!$C$56:$FN$56,($B11261-1)*Hrs_in_dy+$C11261)","v":0.26631019628690211},{"$f":"INDEX(ePrice!$F11262:$K11262,P_Off)*EPrice_Fac","v":240.76988112043952},15.55141824553718,null,15.55141824553718,13.478988304093566,1.7448509999999999,258.91040339997647,73.074428659649115,"G","G","G","|",6.3914447108856507,6.3914447108856507,6.3914447108856507]
[7,1,16,{"$f":"INDEX(Assump!$C$30:$N$30,$A11276)*INDEX(Assump!$C$56:$FN$56,($B11276-1)*Hrs_in_dy+$C11276)","v":0.26631019628690211},{"$f":"INDEX(ePrice!$F11277:$K11277,P_Off)*EPrice_Fac","v":219.78173295790569},15.55141824553718,null,15.55141824553718,13.478988304093566,1.7448509999999999,237.71025374085139,73.074428659649115,"G","G","G","|",".",".","."]
[7,2,3,{"$f":"INDEX(Assump!$C$30:$N$30,$A11287)*INDEX(Assump!$C$56:$FN$56,($B11287-1)*Hrs_in_dy+$C11287)","v":0.26631019628690211},{"$f":"INDEX(ePrice!$F11288:$K11288,P_Off)*EPrice_Fac","v":162.91899752374189},15.55141824553718,null,15.55141824553718,13.478988304093566,1.7448509999999999,180.27314724169602,73.074428659649115,"G","G","G","|",".",".","."]
[7,2,8,{"$f":"INDEX(Assump!$C$30:$N$30,$A11292)*INDEX(Assump!$C$56:$FN$56,($B11292-1)*Hrs_in_dy+$C11292)","v":0.26631019628690211},{"$f":"INDEX(ePrice!$F11293:$K11293,P_Off)*EPrice_Fac","v":191.53788821409731},15.55141824553718,null,15.55141824553718,13.478988304093566,1.7448509999999999,209.18111763599444,73.074428659649115,"G","G","G","|",".",".","."]
[7,2,23,{"$f":"INDEX(Assump!$C$30:$N$30,$A11307)*INDEX(Assump!$C$56:$FN$56,($B11307-1)*Hrs_in_dy+$C11307)","v":0.26631019628690211},{"$f":"INDEX(ePrice!$F11308:$K11308,P_Off)*EPrice_Fac","v":217.30065977305634},15.55141824553718,null,15.55141824553718,13.478988304093566,1.7448509999999999,235.20411921070053,73.074428659649115,"G","G","G","|",".",".","."]
[7,3,11,{"$f":"INDEX(Assump!$C$30:$N$30,$A11319)*INDEX(Assump!$C$56:$FN$56,($B11319-1)*Hrs_in_dy+$C11319)","v":0.26631019628690211},{"$f":"INDEX(ePrice!$F11320:$K11320,P_Off)*EPrice_Fac","v":202.80369145460512},15.55141824553718,null,15.55141824553718,13.478988304093566,1.7448509999999999,220.56071686883061,73.074428659649115,"G","G","G","|",".",".","."]
[7,3,14,{"$f":"INDEX(Assump!$C$30:$N$30,$A11322)*INDEX(Assump!$C$56:$FN$56,($B11322-1)*Hrs_in_dy+$C11322)","v":0.26631019628690211},{"$f":"INDEX(ePrice!$F11323:$K11323,P_Off)*EPrice_Fac","v":241.03433659556879},15.55141824553718,null,15.55141824553718,13.478988304093566,1.7448509999999999,259.17753014253134,73.074428659649115,"G","G","G","|",".",".","."]
[7,4,1,{"$f":"INDEX(Assump!$C$30:$N$30,$A11333)*INDEX(Assump!$C$56:$FN$56,($B11333-1)*Hrs_in_dy+$C11333)","v":0.26631019628690211},{"$f":"INDEX(ePrice!$F11334:$K11334,P_Off)*EPrice_Fac","v":233.37474437955132},{"$f":"Nwk_Elec_Var","v":15.55141824553718},null,15.55141824553718,{"$f":"IF(Other_fuel=\"Gas\",\nCHOOSE(Gas_price_option,Other_fuel_price_wholesale_flex,Gas_elec_m*$E11333+Gas_elec_c),\nOther_fuel_price_wholesale_flex)","v":13.478988304093566},{"$f":"IF(Other_fuel=\"Gas\",Nwk_Gas_Var,0)","v":1.7448509999999999},251.44056830817019,73.074428659649115,{"$f":"IF(K11333<L11333,ID_E,ID_O)","v":"G"},{"$f":"IF($C11333=1,IF(SUM($D11333:$D11356)=0,\".\",IF(SUMPRODUCT($K11333:$K11356,$D11333:$D11356)<SUMPRODUCT($L11333:$L11356,$D11333:$D11356),ID_E,ID_O)),N11332)","v":"G"},{"$f":"IF(SUM($B11333:$C11333)=2,IF(SUMPRODUCT($K11333:$K11500,$D11333:$D11500)<SUMPRODUCT($L11333:$L11500,$D11333:$D11500),ID_E,ID_O),O11332)","v":"G"},"|",{"$f":"IF($C11333=1,SUMIFS($D11333:$D11356,M11333:M11356,ID_O),\".\")","v":6.3914447108856507},{"$f":"IF($C11333=1,SUMIFS($D11333:$D11356,N11333:N11356,ID_O),\".\")","v":6.3914447108856507},{"$f":"IF($C11333=1,SUMIFS($D11333:$D11356,O11333:O11356,ID_O),\".\")","v":6.3914447108856507}]
[7,4,16,{"$f":"INDEX(Assump!$C$30:$N$30,$A11348)*INDEX(Assump!$C$56:$FN$56,($B11348-1)*Hrs_in_dy+$C11348)","v":0.26631019628690211},{"$f":"INDEX(ePrice!$F11349:$K11349,P_Off)*EPrice_Fac","v":226.5806428094115},15.55141824553718,null,15.55141824553718,13.478988304093566,1.7448509999999999,244.5778394494431,73.074428659649115,"G","G","G","|",".",".","."]
[7,4,21,{"$f":"INDEX(Assump!$C$30:$N$30,$A11353)*INDEX(Assump!$C$56:$FN$56,($B11353-1)*Hrs_in_dy+$C11353)","v":0.26631019628690211},{"$f":"INDEX(ePrice!$F11354:$K11354,P_Off)*EPrice_Fac","v":307.840597894594},15.55141824553718,null,15.55141824553718,13.478988304093566,1.7448509999999999,326.65860216174872,73.074428659649115,"G","G","G","|",".",".","."]
[7,5,8,{"$f":"INDEX(Assump!$C$30:$N$30,$A11364)*INDEX(Assump!$C$56:$FN$56,($B11364-1)*Hrs_in_dy+$C11364)","v":0.26631019628690211},{"$f":"INDEX(ePrice!$F11365:$K11365,P_Off)*EPrice_Fac","v":365.71788069698107},15.55141824553718,null,15.55141824553718,13.478988304093566,1.7448509999999999,385.12050398234169,73.074428659649115,"G","G","G","|",".",".","."]
[7,5,21,{"$f":"INDEX(Assump!$C$30:$N$30,$A11377)*INDEX(Assump!$C$56:$FN$56,($B11377-1)*Hrs_in_dy+$C11377)","v":0.26631019628690211},{"$f":"INDEX(ePrice!$F11378:$K11378,P_Off)*EPrice_Fac","v":472.18284670266809},15.55141824553718,null,15.55141824553718,13.478988304093566,1.7448509999999999,492.66087368505583,73.074428659649115,"G","G","G","|",".",".","."]
[7,5,23,{"$f":"INDEX(Assump!$C$30:$N$30,$A11379)*INDEX(Assump!$C$56:$FN$56,($B11379-1)*Hrs_in_dy+$C11379)","v":0.26631019628690211},{"$f":"INDEX(ePrice!$F11380:$K11380,P_Off)*EPrice_Fac","v":475.91407304267409},15.55141824553718,null,15.55141824553718,13.478988304093566,1.7448509999999999,496.42978918001143,73.074428659649115,"G","G","G","|",".",".","."]
[7,6,14,{"$f":"INDEX(Assump!$C$30:$N$30,$A11394)*INDEX(Assump!$C$56:$FN$56,($B11394-1)*Hrs_in_dy+$C11394)","v":0.26631019628690211},{"$f":"INDEX(ePrice!$F11395:$K11395,P_Off)*EPrice_Fac","v":268.48481491398934},15.55141824553718,null,15.55141824553718,13.478988304093566,1.7448509999999999,286.9052860197238,73.074428659649115,"G","G","G","|",".",".","."]
[7,6,19,{"$f":"INDEX(Assump!$C$30:$N$30,$A11399)*INDEX(Assump!$C$56:$FN$56,($B11399-1)*Hrs_in_dy+$C11399)","v":0.26631019628690211},{"$f":"INDEX(ePrice!$F11400:$K11400,P_Off)*EPrice_Fac","v":377.42123754179374},15.55141824553718,null,15.55141824553718,13.478988304093566,1.7448509999999999,396.94207655285953,73.074428659649115,"G","G","G","|",".",".","."]
[7,7,6,{"$f":"INDEX(Assump!$C$30:$N$30,$A11410)*INDEX(Assump!$C$56:$FN$56,($B11410-1)*Hrs_in_dy+$C11410)","v":0.26631019628690211},{"$f":"INDEX(ePrice!$F11411:$K11411,P_Off)*EPrice_Fac","v":249.06416647676733},15.55141824553718,null,15.55141824553718,13.478988304093566,1.7448509999999999,267.28846941646918,73.074428659649115,"G","G","G","|",".",".","."]
[7,7,21,{"$f":"INDEX(Assump!$C$30:$N$30,$A11425)*INDEX(Assump!$C$56:$FN$56,($B11425-1)*Hrs_in_dy+$C11425)","v":0.26631019628690211},{"$f":"INDEX(ePrice!$F11426:$K11426,P_Off)*EPrice_Fac","v":295.54582244176487},15.55141824553718,null,15.55141824553718,13.478988304093566,1.7448509999999999,314.23963705788088,73.074428659649115,"G","G","G","|",".",".","."]
[7,1,7,{"$f":"INDEX(Assump!$C$30:$N$30,$A11435)*INDEX(Assump!$C$56:$FN$56,($B11435-1)*Hrs_in_dy+$C11435)","v":0.26631019628690211},{"$f":"INDEX(ePrice!$F11436:$K11436,P_Off)*EPrice_Fac","v":75.949045975565397},15.55141824553718,null,15.55141824553718,13.478988304093566,1.7448509999999999,92.424711334447053,73.074428659649115,"G","G","G","|",".",".","."]
[7,1,12,{"$f":"INDEX(Assump!$C$30:$N$30,$A11440)*INDEX(Assump!$C$56:$FN$56,($B11440-1)*Hrs_in_dy+$C11440)","v":0.26631019628690211},{"$f":"INDEX(ePrice!$F11441:$K11441,P_Off)*EPrice_Fac","v":216.16354870610041},15.55141824553718,null,15.55141824553718,13.478988304093566,1.7448509999999999,234.05552217337132,73.074428659649115,"G","G","G","|",".",".","."]
[7,2,3,{"$f":"INDEX(Assump!$C$30:$N$30,$A11455)*INDEX(Assump!$C$56:$FN$56,($B11455-1)*Hrs_in_dy+$C11455)","v":0.26631019628690211},{"$f":"INDEX(ePrice!$F11456:$K11456,P_Off)*EPrice_Fac","v":152.88696716402859},15.55141824553718,null,15.55141824553718,13.478988304093566,1.7448509999999999,170.13978324198564,73.074428659649115,"G","G","G","|",".",".","."]
[7,2,14,{"$f":"INDEX(Assump!$C$30:$N$30,$A11466)*INDEX(Assump!$C$56:$FN$56,($B11466-1)*Hrs_in_dy+$C11466)","v":0.26631019628690211},{"$f":"INDEX(ePrice!$F11467:$K11467,P_Off)*EPrice_Fac","v":164.47909971753549},15.55141824553718,null,15.55141824553718,13.478988304093566,1.7448509999999999,181.84900804350775,73.074428659649115,"G","G","G","|",".",".","."]
[7,2,19,{"$f":"INDEX(Assump!$C$30:$N$30,$A11471)*INDEX(Assump!$C$56:$FN$56,($B11471-1)*Hrs_in_dy+$C11471)","v":0.26631019628690211},{"$f":"INDEX(ePrice!$F11472:$K11472,P_Off)*EPrice_Fac","v":197.16914216009278},15.55141824553718,null,15.55141824553718,13.478988304093566,1.7448509999999999,214.86925293497976,73.074428659649115,"G","G","G","|",".",".","."]
[7,3,10,{"$f":"INDEX(Assump!$C$30:$N$30,$A11486)*INDEX(Assump!$C$56:$FN$56,($B11486-1)*Hrs_in_dy+$C11486)","v":0.26631019628690211},{"$f":"INDEX(ePrice!$F11487:$K11487,P_Off)*EPrice_Fac","v":212.96256535799202},15.55141824553718,null,15.55141824553718,13.478988304093566,1.7448509999999999,230.82220566013049,73.074428659649115,"G","G","G","|",".",".","."]
[7,3,21,{"$f":"INDEX(Assump!$C$30:$N$30,$A11497)*INDEX(Assump!$C$56:$FN$56,($B11497-1)*Hrs_in_dy+$C11497)","v":0.26631019628690211},{"$f":"INDEX(ePrice!$F11498:$K11498,P_Off)*EPrice_Fac","v":184.89680064511282},15.55141824553718,null,15.55141824553718,13.478988304093566,1.7448509999999999,202.47294837439395,73.074428659649115,"G","G","G","|",".",".","."]
[7,4,1,{"$f":"INDEX(Assump!$C$30:$N$30,$A11501)*INDEX(Assump!$C$56:$FN$56,($B11501-1)*Hrs_in_dy+$C11501)","v":0.26631019628690211},{"$f":"INDEX(ePrice!$F11502:$K11502,P_Off)*EPrice_Fac","v":134.68137437166192},15.55141824553718,null,15.55141824553718,13.478988304093566,1.7448509999999999,151.75029557292839,73.074428659649115,"G","G","G","|",5.5925141220249444,6.3914447108856507,6.3914447108856507]
[7,4,16,{"$f":"INDEX(Assump!$C$30:$N$30,$A11516)*INDEX(Assump!$C$56:$FN$56,($B11516-1)*Hrs_in_dy+$C11516)","v":0.26631019628690211},{"$f":"INDEX(ePrice!$F11517:$K11517,P_Off)*EPrice_Fac","v":94.166070851318153},15.55141824553718,null,15.55141824553718,13.478988304093566,1.7448509999999999,110.82574656248013,73.074428659649115,"G","G","G","|",".",".","."]
[7,4,17,{"$f":"INDEX(Assump!$C$30:$N$30,$A11517)*INDEX(Assump!$C$56:$FN$56,($B11517-1)*Hrs_in_dy+$C11517)","v":0.26631019628690211},{"$f":"INDEX(ePrice!$F11518:$K11518,P_Off)*EPrice_Fac","v":133.41241311580467},15.55141824553718,null,15.55141824553718,13.478988304093566,1.7448509999999999,150.46851652660791,73.074428659649115,"G","G","G","|",".",".","."]
[7,5,8,{"$f":"INDEX(Assump!$C$30:$N$30,$A11532)*INDEX(Assump!$C$56:$FN$56,($B11532-1)*Hrs_in_dy+$C11532)","v":0.26631019628690211},{"$f":"INDEX(ePrice!$F11533:$K11533,P_Off)*EPrice_Fac","v":150.10325485951287},15.55141824553718,null,15.55141824553718,13.478988304093566,1.7448509999999999,167.3279526313637,73.074428659649115,"G","G","G","|",".",".","."]
[7,5,19,{"$f":"INDEX(Assump!$C$30:$N$30,$A11543)*INDEX(Assump!$C$56:$FN$56,($B11543-1)*Hrs_in_dy+$C11543)","v":0.26631019628690211},{"$f":"INDEX(ePrice!$F11544:$K11544,P_Off)*EPrice_Fac","v":160.64363574149843},15.55141824553718,null,15.55141824553718,13.478988304093566,1.7448509999999999,177.97480200710669,73.074428659649115,"G","G","G","|",".",".","."]
[7,5,24,{"$f":"INDEX(Assump!$C$30:$N$30,$A11548)*INDEX(Assump!$C$56:$FN$56,($B11548-1)*Hrs_in_dy+$C11548)","v":0.26631019628690211},{"$f":"INDEX(ePrice!$F11549:$K11549,P_Off)*EPrice_Fac","v":199.33552196175904},15.55141824553718,null,15.55141824553718,13.478988304093566,1.7448509999999999,217.05751536090528,73.074428659649115,"G","G","G","|",".",".","."]
[7,6,11,{"$f":"INDEX(Assump!$C$30:$N$30,$A11559)*INDEX(Assump!$C$56:$FN$56,($B11559-1)*Hrs_in_dy+$C11559)","v":0.26631019628690211},{"$f":"INDEX(ePrice!$F11560:$K11560,P_Off)*EPrice_Fac","v":222.17682456718981},15.55141824553718,null,15.55141824553718,13.478988304093566,1.7448509999999999,240.12953819467373,73.074428659649115,"G","G","G","|",".",".","."]
[7,7,1,{"$f":"INDEX(Assump!$C$30:$N$30,$A11573)*INDEX(Assump!$C$56:$FN$56,($B11573-1)*Hrs_in_dy+$C11573)","v":0.26631019628690211},{"$f":"INDEX(ePrice!$F11574:$K11574,P_Off)*EPrice_Fac","v":151.18930278119248},15.55141824553718,null,15.55141824553718,13.478988304093566,1.7448509999999999,168.42497073407037,73.074428659649115,"G","G","G","|",6.3914447108856507,6.3914447108856507,6.3914447108856507]
[7,7,6,{"$f":"INDEX(Assump!$C$30:$N$30,$A11578)*INDEX(Assump!$C$56:$FN$56,($B11578-1)*Hrs_in_dy+$C11578)","v":0.26631019628690211},{"$f":"INDEX(ePrice!$F11579:$K11579,P_Off)*EPrice_Fac","v":122.0546382717128},15.55141824553718,null,15.55141824553718,13.478988304093566,1.7448509999999999,138.9960166840909,73.074428659649115,"G","G","G","|",".",".","."]
[7,7,17,{"$f":"INDEX(Assump!$C$30:$N$30,$A11589)*INDEX(Assump!$C$56:$FN$56,($B11589-1)*Hrs_in_dy+$C11589)","v":0.26631019628690211},{"$f":"INDEX(ePrice!$F11590:$K11590,P_Off)*EPrice_Fac","v":154.56748342178548},{"$f":"Nwk_Elec_Var","v":15.55141824553718},null,15.55141824553718,{"$f":"IF(Other_fuel=\"Gas\",\nCHOOSE(Gas_price_option,Other_fuel_price_wholesale_flex,Gas_elec_m*$E11589+Gas_elec_c),\nOther_fuel_price_wholesale_flex)","v":13.478988304093566},{"$f":"IF(Other_fuel=\"Gas\",Nwk_Gas_Var,0)","v":1.7448509999999999},171.83727441143702,73.074428659649115,{"$f":"IF(K11589<L11589,ID_E,ID_O)","v":"G"},{"$f":"IF($C11589=1,IF(SUM($D11589:$D11612)=0,\".\",IF(SUMPRODUCT($K11589:$K11612,$D11589:$D11612)<SUMPRODUCT($L11589:$L11612,$D11589:$D11612),ID_E,ID_O)),N11588)","v":"G"},{"$f":"IF(SUM($B11589:$C11589)=2,IF(SUMPRODUCT($K11589:$K11756,$D11589:$D11756)<SUMPRODUCT($L11589:$L11756,$D11589:$D11756),ID_E,ID_O),O11588)","v":"G"},"|",{"$f":"IF($C11589=1,SUMIFS($D11589:$D11612,M11589:M11612,ID_O),\".\")","v":"."},{"$f":"IF($C11589=1,SUMIFS($D11589:$D11612,N11589:N11612,ID_O),\".\")","v":"."},{"$f":"IF($C11589=1,SUMIFS($D11589:$D11612,O11589:O11612,ID_O),\".\")","v":"."}]
[7,1,8,{"$f":"INDEX(Assump!$C$30:$N$30,$A11604)*INDEX(Assump!$C$56:$FN$56,($B11604-1)*Hrs_in_dy+$C11604)","v":0.26631019628690211},{"$f":"INDEX(ePrice!$F11605:$K11605,P_Off)*EPrice_Fac","v":114.19163823567322},15.55141824553718,null,15.55141824553718,13.478988304093566,1.7448509999999999,131.05359240526303,73.074428659649115,"G","G","G","|",".",".","."]
[7,1,13,{"$f":"INDEX(Assump!$C$30:$N$30,$A11609)*INDEX(Assump!$C$56:$FN$56,($B11609-1)*Hrs_in_dy+$C11609)","v":0.26631019628690211},{"$f":"INDEX(ePrice!$F11610:$K11610,P_Off)*EPrice_Fac","v":163.22924467818018},15.55141824553718,null,15.55141824553718,13.478988304093566,1.7448509999999999,180.58652820577512,73.074428659649115,"G","G","G","|",".",".","."]
[7,2,1,{"$f":"INDEX(Assump!$C$30:$N$30,$A11621)*INDEX(Assump!$C$56:$FN$56,($B11621-1)*Hrs_in_dy+$C11621)","v":0.26631019628690211},{"$f":"INDEX(ePrice!$F11622:$K11622,P_Off)*EPrice_Fac","v":116.57112518913949},15.55141824553718,null,15.55141824553718,13.478988304093566,1.7448509999999999,133.45711458048152,73.074428659649115,"G","G","G","|",6.3914447108856507,6.3914447108856507,6.3914447108856507]
[7,2,14,{"$f":"INDEX(Assump!$C$30:$N$30,$A11634)*INDEX(Assump!$C$56:$FN$56,($B11634-1)*Hrs_in_dy+$C11634)","v":0.26631019628690211},{"$f":"INDEX(ePrice!$F11635:$K11635,P_Off)*EPrice_Fac","v":115.20633217343564},15.55141824553718,null,15.55141824553718,13.478988304093566,1.7448509999999999,132.07853577674021,73.074428659649115,"G","G","G","|",".",".","."]
[7,2,19,{"$f":"INDEX(Assump!$C$30:$N$30,$A11639)*INDEX(Assump!$C$56:$FN$56,($B11639-1)*Hrs_in_dy+$C11639)","v":0.26631019628690211},{"$f":"INDEX(ePrice!$F11640:$K11640,P_Off)*EPrice_Fac","v":139.22668924982335},15.55141824553718,null,15.55141824553718,13.478988304093566,1.7448509999999999,156.3415227225864,73.074428659649115,"G","G","G","|",".",".","."]
[7,3,6,{"$f":"INDEX(Assump!$C$30:$N$30,$A11650)*INDEX(Assump!$C$56:$FN$56,($B11650-1)*Hrs_in_dy+$C11650)","v":0.26631019628690211},{"$f":"INDEX(ePrice!$F11651:$K11651,P_Off)*EPrice_Fac","v":123.47223074245937},15.55141824553718,null,15.55141824553718,13.478988304093566,1.7448509999999999,140.42792827070357,73.074428659649115,"G","G","G","|",".",".","."]
[7,3,11,{"$f":"INDEX(Assump!$C$30:$N$30,$A11655)*INDEX(Assump!$C$56:$FN$56,($B11655-1)*Hrs_in_dy+$C11655)","v":0.26631019628690211},{"$f":"INDEX(ePrice!$F11656:$K11656,P_Off)*EPrice_Fac","v":263.58306851115174},15.55141824553718,null,15.55141824553718,13.478988304093566,1.7448509999999999,281.95402702695856,73.074428659649115,"G","G","G","|",".",".","."]
[7,3,22,{"$f":"INDEX(Assump!$C$30:$N$30,$A11666)*INDEX(Assump!$C$56:$FN$56,($B11666-1)*Hrs_in_dy+$C11666)","v":0.26631019628690211},{"$f":"INDEX(ePrice!$F11667:$K11667,P_Off)*EPrice_Fac","v":175.60139005966937},15.55141824553718,null,15.55141824553718,13.478988304093566,1.7448509999999999,193.08364475273387,73.074428659649115,"G","G","G","|",".",".","."]
[7,4,13,{"$f":"INDEX(Assump!$C$30:$N$30,$A11681)*INDEX(Assump!$C$56:$FN$56,($B11681-1)*Hrs_in_dy+$C11681)","v":0.26631019628690211},{"$f":"INDEX(ePrice!$F11682:$K11682,P_Off)*EPrice_Fac","v":115.57423289940797},15.55141824553718,null,15.55141824553718,13.478988304093566,1.7448509999999999,132.45015267166178,73.074428659649115,"G","G","G","|",".",".","."]
[7,4,24,{"$f":"INDEX(Assump!$C$30:$N$30,$A11692)*INDEX(Assump!$C$56:$FN$56,($B11692-1)*Hrs_in_dy+$C11692)","v":0.26631019628690211},{"$f":"INDEX(ePrice!$F11693:$K11693,P_Off)*EPrice_Fac","v":136.37249168219921},15.55141824553718,null,15.55141824553718,13.478988304093566,1.7448509999999999,153.45849487650139,73.074428659649115,"G","G","G","|",".",".","."]
[7,5,4,{"$f":"INDEX(Assump!$C$30:$N$30,$A11696)*INDEX(Assump!$C$56:$FN$56,($B11696-1)*Hrs_in_dy+$C11696)","v":0.26631019628690211},{"$f":"INDEX(ePrice!$F11697:$K11697,P_Off)*EPrice_Fac","v":107.74150776580329},15.55141824553718,null,15.55141824553718,13.478988304093566,1.7448509999999999,124.53830910236411,73.074428659649115,"G","G","G","|",".",".","."]
[7,5,19,{"$f":"INDEX(Assump!$C$30:$N$30,$A11711)*INDEX(Assump!$C$56:$FN$56,($B11711-1)*Hrs_in_dy+$C11711)","v":0.26631019628690211},{"$f":"INDEX(ePrice!$F11712:$K11712,P_Off)*EPrice_Fac","v":189.94358448991372},15.55141824553718,null,15.55141824553718,13.478988304093566,1.7448509999999999,207.57070983378878,73.074428659649115,"G","G","G","|",".",".","."]
[7,6,6,{"$f":"INDEX(Assump!$C$30:$N$30,$A11722)*INDEX(Assump!$C$56:$FN$56,($B11722-1)*Hrs_in_dy+$C11722)","v":0.26631019628690211},{"$f":"INDEX(ePrice!$F11723:$K11723,P_Off)*EPrice_Fac","v":101.26170788254849},15.55141824553718,null,15.55141824553718,13.478988304093566,1.7448509999999999,117.99305669503603,73.074428659649115,"G","G","G","|",".",".","."]
[7,6,11,{"$f":"INDEX(Assump!$C$30:$N$30,$A11727)*INDEX(Assump!$C$56:$FN$56,($B11727-1)*Hrs_in_dy+$C11727)","v":0.26631019628690211},{"$f":"INDEX(ePrice!$F11728:$K11728,P_Off)*EPrice_Fac","v":112.81497745461543},15.55141824553718,null,15.55141824553718,13.478988304093566,1.7448509999999999,129.66302595975012,73.074428659649115,"G","G","G","|",".",".","."]
[7,7,2,{"$f":"INDEX(Assump!$C$30:$N$30,$A11742)*INDEX(Assump!$C$56:$FN$56,($B11742-1)*Hrs_in_dy+$C11742)","v":0.26631019628690211},{"$f":"INDEX(ePrice!$F11743:$K11743,P_Off)*EPrice_Fac","v":101.57026978175112},15.55141824553718,null,15.55141824553718,13.478988304093566,1.7448509999999999,118.30473538109929,73.074428659649115,"G","G","G","|",".",".","."]
[7,7,5,{"$f":"INDEX(Assump!$C$30:$N$30,$A11745)*INDEX(Assump!$C$56:$FN$56,($B11745-1)*Hrs_in_dy+$C11745)","v":0.26631019628690211},{"$f":"INDEX(ePrice!$F11746:$K11746,P_Off)*EPrice_Fac","v":84.830786750009565},15.55141824553718,null,15.55141824553718,13.478988304093566,1.7448509999999999,101.39616666216843,73.074428659649115,"G","G","G","|",".",".","."]
[7,7,17,{"$f":"INDEX(Assump!$C$30:$N$30,$A11757)*INDEX(Assump!$C$56:$FN$56,($B11757-1)*Hrs_in_dy+$C11757)","v":0.26631019628690211},{"$f":"INDEX(ePrice!$F11758:$K11758,P_Off)*EPrice_Fac","v":119.28884345519323},15.55141824553718,null,15.55141824553718,13.478988304093566,1.7448509999999999,136.20228454619235,73.074428659649115,"G","G","G","|",".",".","."]
[7,1,8,{"$f":"INDEX(Assump!$C$30:$N$30,$A11772)*INDEX(Assump!$C$56:$FN$56,($B11772-1)*Hrs_in_dy+$C11772)","v":0.26631019628690211},{"$f":"INDEX(ePrice!$F11773:$K11773,P_Off)*EPrice_Fac","v":130.49449678832264},15.55141824553718,null,15.55141824553718,13.478988304093566,1.7448509999999999,147.5211262968281,73.074428659649115,"G","G","G","|",".",".","."]
[7,1,9,{"$f":"INDEX(Assump!$C$30:$N$30,$A11773)*INDEX(Assump!$C$56:$FN$56,($B11773-1)*Hrs_in_dy+$C11773)","v":0.26631019628690211},{"$f":"INDEX(ePrice!$F11774:$K11774,P_Off)*EPrice_Fac","v":181.11054402742957},15.55141824553718,null,15.55141824553718,13.478988304093566,1.7448509999999999,198.64844674037045,73.074428659649115,"G","G","G","|",".",".","."]
[7,1,24,{"$f":"INDEX(Assump!$C$30:$N$30,$A11788)*INDEX(Assump!$C$56:$FN$56,($B11788-1)*Hrs_in_dy+$C11788)","v":0.26631019628690211},{"$f":"INDEX(ePrice!$F11789:$K11789,P_Off)*EPrice_Fac","v":142.95078966357158},15.55141824553718,null,15.55141824553718,13.478988304093566,1.7448509999999999,160.10324031223107,73.074428659649115,"G","G","G","|",".",".","."]
[7,2,11,{"$f":"INDEX(Assump!$C$30:$N$30,$A11799)*INDEX(Assump!$C$56:$FN$56,($B11799-1)*Hrs_in_dy+$C11799)","v":0.26631019628690211},{"$f":"INDEX(ePrice!$F11800:$K11800,P_Off)*EPrice_Fac","v":189.67012623469392},15.55141824553718,null,15.55141824553718,13.478988304093566,1.7448509999999999,207.2944893739708,73.074428659649115,"G","G","G","|",".",".","."]
[7,2,15,{"$f":"INDEX(Assump!$C$30:$N$30,$A11803)*INDEX(Assump!$C$56:$FN$56,($B11803-1)*Hrs_in_dy+$C11803)","v":0.26631019628690211},{"$f":"INDEX(ePrice!$F11804:$K11804,P_Off)*EPrice_Fac","v":121.34999606641367},15.55141824553718,null,15.55141824553718,13.478988304093566,1.7448509999999999,138.28425688075842,73.074428659649115,"G","G","G","|",".",".","."]
[7,3,6,{"$f":"INDEX(Assump!$C$30:$N$30,$A11818)*INDEX(Assump!$C$56:$FN$56,($B11818-1)*Hrs_in_dy+$C11818)","v":0.26631019628690211},{"$f":"INDEX(ePrice!$F11819:$K11819,P_Off)*EPrice_Fac","v":148.86588112152711},15.55141824553718,null,15.55141824553718,13.478988304093566,1.7448509999999999,166.0780801687518,73.074428659649115,"G","G","G","|",".",".","."]
[7,3,17,{"$f":"INDEX(Assump!$C$30:$N$30,$A11829)*INDEX(Assump!$C$56:$FN$56,($B11829-1)*Hrs_in_dy+$C11829)","v":0.26631019628690211},{"$f":"INDEX(ePrice!$F11830:$K11830,P_Off)*EPrice_Fac","v":72.117981369001015},15.55141824553718,null,15.55141824553718,13.478988304093566,1.7448509999999999,88.554949105594133,73.074428659649115,"G","G","G","|",".",".","."]
[7,3,22,{"$f":"INDEX(Assump!$C$30:$N$30,$A11834)*INDEX(Assump!$C$56:$FN$56,($B11834-1)*Hrs_in_dy+$C11834)","v":0.26631019628690211},{"$f":"INDEX(ePrice!$F11835:$K11835,P_Off)*EPrice_Fac","v":210.21641884770381},15.55141824553718,null,15.55141824553718,13.478988304093566,1.7448509999999999,228.04832029620303,73.074428659649115,"G","G","G","|",".",".","."]
[7,4,13,{"$f":"INDEX(Assump!$C$30:$N$30,$A11849)*INDEX(Assump!$C$56:$FN$56,($B11849-1)*Hrs_in_dy+$C11849)","v":0.26631019628690211},{"$f":"INDEX(ePrice!$F11850:$K11850,P_Off)*EPrice_Fac","v":98.389884794377352},15.55141824553718,null,15.55141824553718,13.478988304093566,1.7448509999999999,115.09222529284295,73.074428659649115,"G","G","G","|",".",".","."]
[7,4,24,{"$f":"INDEX(Assump!$C$30:$N$30,$A11860)*INDEX(Assump!$C$56:$FN$56,($B11860-1)*Hrs_in_dy+$C11860)","v":0.26631019628690211},{"$f":"INDEX(ePrice!$F11861:$K11861,P_Off)*EPrice_Fac","v":83.39619892602208},15.55141824553718,null,15.55141824553718,13.478988304093566,1.7448509999999999,99.947088052080062,73.074428659649115,"G","G","G","|",".",".","."]
[7,5,5,{"$f":"INDEX(Assump!$C$30:$N$30,$A11865)*INDEX(Assump!$C$56:$FN$56,($B11865-1)*Hrs_in_dy+$C11865)","v":0.26631019628690211},{"$f":"INDEX(ePrice!$F11866:$K11866,P_Off)*EPrice_Fac","v":74.861331585573723},15.55141824553718,null,15.55141824553718,13.478988304093566,1.7448509999999999,91.326009930415054,73.074428659649115,"G","G","G","|",".",".","."]
[7,5,18,{"$f":"INDEX(Assump!$C$30:$N$30,$A11878)*INDEX(Assump!$C$56:$FN$56,($B11878-1)*Hrs_in_dy+$C11878)","v":0.26631019628690211},{"$f":"INDEX(ePrice!$F11879:$K11879,P_Off)*EPrice_Fac","v":99.065424487347201},15.55141824553718,null,15.55141824553718,13.478988304093566,1.7448509999999999,115.77458861907513,73.074428659649115,"G","G","G","|",".",".","."]
[7,6,6,{"$f":"INDEX(Assump!$C$30:$N$30,$A11890)*INDEX(Assump!$C$56:$FN$56,($B11890-1)*Hrs_in_dy+$C11890)","v":0.26631019628690211},{"$f":"INDEX(ePrice!$F11891:$K11891,P_Off)*EPrice_Fac","v":73.279580109351613},15.55141824553718,null,15.55141824553718,13.478988304093566,1.7448509999999999,89.728281166554339,73.074428659649115,"G","G","G","|",".",".","."]
[7,6,11,{"$f":"INDEX(Assump!$C$30:$N$30,$A11895)*INDEX(Assump!$C$56:$FN$56,($B11895-1)*Hrs_in_dy+$C11895)","v":0.26631019628690211},{"$f":"INDEX(ePrice!$F11896:$K11896,P_Off)*EPrice_Fac","v":114.10854008933437},15.55141824553718,null,15.55141824553718,13.478988304093566,1.7448509999999999,130.96965488370864,73.074428659649115,"G","G","G","|",".",".","."]
[7,6,22,{"$f":"INDEX(Assump!$C$30:$N$30,$A11906)*INDEX(Assump!$C$56:$FN$56,($B11906-1)*Hrs_in_dy+$C11906)","v":0.26631019628690211},{"$f":"INDEX(ePrice!$F11907:$K11907,P_Off)*EPrice_Fac","v":116.20930376869185},15.55141824553718,null,15.55141824553718,13.478988304093566,1.7448509999999999,133.09163839821113,73.074428659649115,"G","G","G","|",".",".","."]
[7,7,3,{"$f":"INDEX(Assump!$C$30:$N$30,$A11911)*INDEX(Assump!$C$56:$FN$56,($B11911-1)*Hrs_in_dy+$C11911)","v":0.26631019628690211},{"$f":"INDEX(ePrice!$F11912:$K11912,P_Off)*EPrice_Fac","v":66.837238159322055},15.55141824553718,null,15.55141824553718,13.478988304093566,1.7448509999999999,83.22086505541337,73.074428659649115,"G","G","G","|",".",".","."]
[7,7,14,{"$f":"INDEX(Assump!$C$30:$N$30,$A11922)*INDEX(Assump!$C$56:$FN$56,($B11922-1)*Hrs_in_dy+$C11922)","v":0.26631019628690211},{"$f":"INDEX(ePrice!$F11923:$K11923,P_Off)*EPrice_Fac","v":101.19914132245928},15.55141824553718,null,15.55141824553718,13.478988304093566,1.7448509999999999,117.92985814949138,73.074428659649115,"G","G","G","|",".",".","."]
[7,1,4,{"$f":"INDEX(Assump!$C$30:$N$30,$A11936)*INDEX(Assump!$C$56:$FN$56,($B11936-1)*Hrs_in_dy+$C11936)","v":0.26631019628690211},{"$f":"INDEX(ePrice!$F11937:$K11937,P_Off)*EPrice_Fac","v":86.888634063731217},15.55141824553718,null,15.55141824553718,13.478988304093566,1.7448509999999999,103.47480031239232,73.074428659649115,"G","G","G","|",".",".","."]
[7,1,9,{"$f":"INDEX(Assump!$C$30:$N$30,$A11941)*INDEX(Assump!$C$56:$FN$56,($B11941-1)*Hrs_in_dy+$C11941)","v":0.26631019628690211},{"$f":"INDEX(ePrice!$F11942:$K11942,P_Off)*EPrice_Fac","v":99.663539473050179},15.55141824553718,null,15.55141824553718,13.478988304093566,1.7448509999999999,116.37874517029026,73.074428659649115,"G","G","G","|",".",".","."]
[7,1,20,{"$f":"INDEX(Assump!$C$30:$N$30,$A11952)*INDEX(Assump!$C$56:$FN$56,($B11952-1)*Hrs_in_dy+$C11952)","v":0.26631019628690211},{"$f":"INDEX(ePrice!$F11953:$K11953,P_Off)*EPrice_Fac","v":122.27727220573901},15.55141824553718,null,15.55141824553718,13.478988304093566,1.7448509999999999,139.22089944573355,73.074428659649115,"G","G","G","|",".",".","."]
[7,2,11,{"$f":"INDEX(Assump!$C$30:$N$30,$A11967)*INDEX(Assump!$C$56:$FN$56,($B11967-1)*Hrs_in_dy+$C11967)","v":0.26631019628690211},{"$f":"INDEX(ePrice!$F11968:$K11968,P_Off)*EPrice_Fac","v":136.30520083860694},15.55141824553718,null,15.55141824553718,13.478988304093566,1.7448509999999999,153.39052432741829,73.074428659649115,"G","G","G","|",".",".","."]
[7,2,16,{"$f":"INDEX(Assump!$C$30:$N$30,$A11972)*INDEX(Assump!$C$56:$FN$56,($B11972-1)*Hrs_in_dy+$C11972)","v":0.26631019628690211},{"$f":"INDEX(ePrice!$F11973:$K11973,P_Off)*EPrice_Fac","v":147.05599180988523},15.55141824553718,null,15.55141824553718,13.478988304093566,1.7448509999999999,164.24990914689133,73.074428659649115,"G","G","G","|",".",".","."]
[7,3,3,{"$f":"INDEX(Assump!$C$30:$N$30,$A11983)*INDEX(Assump!$C$56:$FN$56,($B11983-1)*Hrs_in_dy+$C11983)","v":0.26631019628690211},{"$f":"INDEX(ePrice!$F11984:$K11984,P_Off)*EPrice_Fac","v":78.866319697577353},15.55141824553718,null,15.55141824553718,13.478988304093566,1.7448509999999999,95.371452467792452,73.074428659649115,"G","G","G","|",".",".","."]
[7,3,14,{"$f":"INDEX(Assump!$C$30:$N$30,$A11994)*INDEX(Assump!$C$56:$FN$56,($B11994-1)*Hrs_in_dy+$C11994)","v":0.26631019628690211},{"$f":"INDEX(ePrice!$F11995:$K11995,P_Off)*EPrice_Fac","v":124.2420719349726},15.55141824553718,null,15.55141824553718,13.478988304093566,1.7448509999999999,141.20554563687858,73.074428659649115,"G","G","G","|",".",".","."]
[7,4,4,{"$f":"INDEX(Assump!$C$30:$N$30,$A12008)*INDEX(Assump!$C$56:$FN$56,($B12008-1)*Hrs_in_dy+$C12008)","v":0.26631019628690211},{"$f":"INDEX(ePrice!$F12009:$K12009,P_Off)*EPrice_Fac","v":89.802469133877679},15.55141824553718,null,15.55141824553718,13.478988304093566,1.7448509999999999,106.418068060015,73.074428659649115,"G","G","G","|",".",".","."]
[7,4,9,{"$f":"INDEX(Assump!$C$30:$N$30,$A12013)*INDEX(Assump!$C$56:$FN$56,($B12013-1)*Hrs_in_dy+$C12013)","v":0.26631019628690211},{"$f":"INDEX(ePrice!$F12014:$K12014,P_Off)*EPrice_Fac","v":87.711625648429077},15.55141824553718,null,15.55141824553718,13.478988304093566,1.7448509999999999,104.30610494340026,73.074428659649115,"G","G","G","|",".",".","."]
[7,4,24,{"$f":"INDEX(Assump!$C$30:$N$30,$A12028)*INDEX(Assump!$C$56:$FN$56,($B12028-1)*Hrs_in_dy+$C12028)","v":0.26631019628690211},{"$f":"INDEX(ePrice!$F12029:$K12029,P_Off)*EPrice_Fac","v":130.18837149287961},15.55141824553718,null,15.55141824553718,13.478988304093566,1.7448509999999999,147.21190882668364,73.074428659649115,"G","G","G","|",".",".","."]
[7,5,1,{"$f":"INDEX(Assump!$C$30:$N$30,$A12029)*INDEX(Assump!$C$56:$FN$56,($B12029-1)*Hrs_in_dy+$C12029)","v":0.26631019628690211},{"$f":"INDEX(ePrice!$F12030:$K12030,P_Off)*EPrice_Fac","v":125.96961282897803},15.55141824553718,null,15.55141824553718,13.478988304093566,1.7448509999999999,142.95053643890424,73.074428659649115,"G","G","G","|",6.3914447108856507,6.3914447108856507,6.3914447108856507]
[7,5,16,{"$f":"INDEX(Assump!$C$30:$N$30,$A12044)*INDEX(Assump!$C$56:$FN$56,($B12044-1)*Hrs_in_dy+$C12044)","v":0.26631019628690211},{"$f":"INDEX(ePrice!$F12045:$K12045,P_Off)*EPrice_Fac","v":89.046206596587766},15.55141824553718,null,15.55141824553718,13.478988304093566,1.7448509999999999,105.65416650719692,73.074428659649115,"G","G","G","|",".",".","."]
[7,5,21,{"$f":"INDEX(Assump!$C$30:$N$30,$A12049)*INDEX(Assump!$C$56:$FN$56,($B12049-1)*Hrs_in_dy+$C12049)","v":0.26631019628690211},{"$f":"INDEX(ePrice!$F12050:$K12050,P_Off)*EPrice_Fac","v":105.7655401415757},15.55141824553718,null,15.55141824553718,13.478988304093566,1.7448509999999999,122.54238220920493,73.074428659649115,"G","G","G","|",".",".","."]
[7,6,8,{"$f":"INDEX(Assump!$C$30:$N$30,$A12060)*INDEX(Assump!$C$56:$FN$56,($B12060-1)*Hrs_in_dy+$C12060)","v":0.26631019628690211},{"$f":"INDEX(ePrice!$F12061:$K12061,P_Off)*EPrice_Fac","v":97.765468791224507},15.55141824553718,null,15.55141824553718,13.478988304093566,1.7448509999999999,114.46150205733504,73.074428659649115,"G","G","G","|",".",".","."]
[7,6,22,{"$f":"INDEX(Assump!$C$30:$N$30,$A12074)*INDEX(Assump!$C$56:$FN$56,($B12074-1)*Hrs_in_dy+$C12074)","v":0.26631019628690211},{"$f":"INDEX(ePrice!$F12075:$K12075,P_Off)*EPrice_Fac","v":108.10847113945429},15.55141824553718,null,15.55141824553718,13.478988304093566,1.7448509999999999,124.90897917675906,73.074428659649115,"G","G","G","|",".",".","."]
[7,7,9,{"$f":"INDEX(Assump!$C$30:$N$30,$A12085)*INDEX(Assump!$C$56:$FN$56,($B12085-1)*Hrs_in_dy+$C12085)","v":0.26631019628690211},{"$f":"INDEX(ePrice!$F12086:$K12086,P_Off)*EPrice_Fac","v":82.284329792583762},15.55141824553718,null,15.55141824553718,13.478988304093566,1.7448509999999999,98.823987917293877,73.074428659649115,"G","G","G","|",".",".","."]
[7,7,14,{"$f":"INDEX(Assump!$C$30:$N$30,$A12090)*INDEX(Assump!$C$56:$FN$56,($B12090-1)*Hrs_in_dy+$C12090)","v":0.26631019628690211},{"$f":"INDEX(ePrice!$F12091:$K12091,P_Off)*EPrice_Fac","v":91.893312619326281},15.55141824553718,null,15.55141824553718,13.478988304093566,1.7448509999999999,108.53003117662976,73.074428659649115,"G","G","G","|",".",".","."]
[7,1,5,{"$f":"INDEX(Assump!$C$30:$N$30,$A12105)*INDEX(Assump!$C$56:$FN$56,($B12105-1)*Hrs_in_dy+$C12105)","v":0.26631019628690211},{"$f":"INDEX(ePrice!$F12106:$K12106,P_Off)*EPrice_Fac","v":70.996119204147547},15.55141824553718,null,15.55141824553718,13.478988304093566,1.7448509999999999,87.421754999681539,73.074428659649115,"G","G","G","|",".",".","."]
[7,1,16,{"$f":"INDEX(Assump!$C$30:$N$30,$A12116)*INDEX(Assump!$C$56:$FN$56,($B12116-1)*Hrs_in_dy+$C12116)","v":0.26631019628690211},{"$f":"INDEX(ePrice!$F12117:$K12117,P_Off)*EPrice_Fac","v":115.57029595490977},15.55141824553718,null,15.55141824553718,13.478988304093566,1.7448509999999999,132.44617596004741,73.074428659649115,"G","G","G","|",".",".","."]
[7,1,18,{"$f":"INDEX(Assump!$C$30:$N$30,$A12118)*INDEX(Assump!$C$56:$FN$56,($B12118-1)*Hrs_in_dy+$C12118)","v":0.26631019628690211},{"$f":"INDEX(ePrice!$F12119:$K12119,P_Off)*EPrice_Fac","v":124.54039120416216},15.55141824553718,null,15.55141824553718,13.478988304093566,1.7448509999999999,141.50687823201955,73.074428659649115,"G","G","G","|",".",".","."]
[7,2,7,{"$f":"INDEX(Assump!$C$30:$N$30,$A12131)*INDEX(Assump!$C$56:$FN$56,($B12131-1)*Hrs_in_dy+$C12131)","v":0.26631019628690211},{"$f":"INDEX(ePrice!$F12132:$K12132,P_Off)*EPrice_Fac","v":88.9877142599547},15.55141824553718,null,15.55141824553718,13.478988304093566,1.7448509999999999,105.59508333888068,73.074428659649115,"G","G","G","|",".",".","."]
[7,2,22,{"$f":"INDEX(Assump!$C$30:$N$30,$A12146)*INDEX(Assump!$C$56:$FN$56,($B12146-1)*Hrs_in_dy+$C12146)","v":0.26631019628690211},{"$f":"INDEX(ePrice!$F12147:$K12147,P_Off)*EPrice_Fac","v":87.554812225152901},15.55141824553718,null,15.55141824553718,13.478988304093566,1.7448509999999999,104.14770754615159,73.074428659649115,"G","G","G","|",".",".","."]
[7,3,3,{"$f":"INDEX(Assump!$C$30:$N$30,$A12151)*INDEX(Assump!$C$56:$FN$56,($B12151-1)*Hrs_in_dy+$C12151)","v":0.26631019628690211},{"$f":"INDEX(ePrice!$F12152:$K12152,P_Off)*EPrice_Fac","v":87.509833237513391},15.55141824553718,null,15.55141824553718,13.478988304093566,1.7448509999999999,104.1022742253036,73.074428659649115,"G","G","G","|",".",".","."]
[7,3,14,{"$f":"INDEX(Assump!$C$30:$N$30,$A12162)*INDEX(Assump!$C$56:$FN$56,($B12162-1)*Hrs_in_dy+$C12162)","v":0.26631019628690211},{"$f":"INDEX(ePrice!$F12163:$K12163,P_Off)*EPrice_Fac","v":97.405210518207326},15.55141824553718,null,15.55141824553718,13.478988304093566,1.7448509999999999,114.09760481186314,73.074428659649115,"G","G","G","|",".",".","."]
[7,3,19,{"$f":"INDEX(Assump!$C$30:$N$30,$A12167)*INDEX(Assump!$C$56:$FN$56,($B12167-1)*Hrs_in_dy+$C12167)","v":0.26631019628690211},{"$f":"INDEX(ePrice!$F12168:$K12168,P_Off)*EPrice_Fac","v":99.230072302439183},15.55141824553718,null,15.55141824553718,13.478988304093566,1.7448509999999999,115.94089954341047,73.074428659649115,"G","G","G","|",".",".","."]
[7,4,13,{"$f":"INDEX(Assump!$C$30:$N$30,$A12185)*INDEX(Assump!$C$56:$FN$56,($B12185-1)*Hrs_in_dy+$C12185)","v":0.26631019628690211},{"$f":"INDEX(ePrice!$F12186:$K12186,P_Off)*EPrice_Fac","v":87.625493491443578},15.55141824553718,null,15.55141824553718,13.478988304093566,1.7448509999999999,104.21910276462702,73.074428659649115,"G","G","G","|",".",".","."]
[7,4,20,{"$f":"INDEX(Assump!$C$30:$N$30,$A12192)*INDEX(Assump!$C$56:$FN$56,($B12192-1)*Hrs_in_dy+$C12192)","v":0.26631019628690211},{"$f":"INDEX(ePrice!$F12193:$K12193,P_Off)*EPrice_Fac","v":100.95212497206646},15.55141824553718,null,15.55141824553718,13.478988304093566,1.7448509999999999,117.68034668444811,73.074428659649115,"G","G","G","|",".",".","."]
[7,5,1,{"$f":"INDEX(Assump!$C$30:$N$30,$A12197)*INDEX(Assump!$C$56:$FN$56,($B12197-1)*Hrs_in_dy+$C12197)","v":0.26631019628690211},{"$f":"INDEX(ePrice!$F12198:$K12198,P_Off)*EPrice_Fac","v":101.54327738104297},15.55141824553718,null,15.55141824553718,13.478988304093566,1.7448509999999999,118.27747032987894,73.074428659649115,"G","G","G","|",6.3914447108856507,6.3914447108856507,6.3914447108856507]
[7,5,12,{"$f":"INDEX(Assump!$C$30:$N$30,$A12208)*INDEX(Assump!$C$56:$FN$56,($B12208-1)*Hrs_in_dy+$C12208)","v":0.26631019628690211},{"$f":"INDEX(ePrice!$F12209:$K12209,P_Off)*EPrice_Fac","v":112.16474403363198},15.55141824553718,null,15.55141824553718,13.478988304093566,1.7448509999999999,129.00622452441328,73.074428659649115,"G","G","G","|",".",".","."]
[7,6,3,{"$f":"INDEX(Assump!$C$30:$N$30,$A12223)*INDEX(Assump!$C$56:$FN$56,($B12223-1)*Hrs_in_dy+$C12223)","v":0.26631019628690211},{"$f":"INDEX(ePrice!$F12224:$K12224,P_Off)*EPrice_Fac","v":91.467984149790965},15.55141824553718,null,15.55141824553718,13.478988304093566,1.7448509999999999,108.10040645992741,73.074428659649115,"G","G","G","|",".",".","."]
[7,6,8,{"$f":"INDEX(Assump!$C$30:$N$30,$A12228)*INDEX(Assump!$C$56:$FN$56,($B12228-1)*Hrs_in_dy+$C12228)","v":0.26631019628690211},{"$f":"INDEX(ePrice!$F12229:$K12229,P_Off)*EPrice_Fac","v":98.195555586730279},15.55141824553718,null,15.55141824553718,13.478988304093566,1.7448509999999999,114.89593316390652,73.074428659649115,"G","G","G","|",".",".","."]
[7,6,19,{"$f":"INDEX(Assump!$C$30:$N$30,$A12239)*INDEX(Assump!$C$56:$FN$56,($B12239-1)*Hrs_in_dy+$C12239)","v":0.26631019628690211},{"$f":"INDEX(ePrice!$F12240:$K12240,P_Off)*EPrice_Fac","v":87.342768426280912},15.55141824553718,null,15.55141824553718,13.478988304093566,1.7448509999999999,103.93352189072534,73.074428659649115,"G","G","G","|",".",".","."]
[7,7,7,{"$f":"INDEX(Assump!$C$30:$N$30,$A12251)*INDEX(Assump!$C$56:$FN$56,($B12251-1)*Hrs_in_dy+$C12251)","v":0.26631019628690211},{"$f":"INDEX(ePrice!$F12252:$K12252,P_Off)*EPrice_Fac","v":85.389395248793249},15.55141824553718,null,15.55141824553718,13.478988304093566,1.7448509999999999,101.96041767104084,73.074428659649115,"G","G","G","|",".",".","."]
[7,7,20,{"$f":"INDEX(Assump!$C$30:$N$30,$A12264)*INDEX(Assump!$C$56:$FN$56,($B12264-1)*Hrs_in_dy+$C12264)","v":0.26631019628690211},{"$f":"INDEX(ePrice!$F12265:$K12265,P_Off)*EPrice_Fac","v":112.64023618867832},15.55141824553718,null,15.55141824553718,13.478988304093566,1.7448509999999999,129.48651963052072,73.074428659649115,"G","G","G","|",".",".","."]
[7,1,1,{"$f":"INDEX(Assump!$C$30:$N$30,$A12269)*INDEX(Assump!$C$56:$FN$56,($B12269-1)*Hrs_in_dy+$C12269)","v":0.26631019628690211},{"$f":"INDEX(ePrice!$F12270:$K12270,P_Off)*EPrice_Fac","v":20.639275211495484},15.55141824553718,null,15.55141824553718,13.478988304093566,1.7448509999999999,36.55625601720471,73.074428659649115,"E","G","G","|",3.9946529443035317,6.3914447108856507,6.3914447108856507]
[7,1,16,{"$f":"INDEX(Assump!$C$30:$N$30,$A12284)*INDEX(Assump!$C$56:$FN$56,($B12284-1)*Hrs_in_dy+$C12284)","v":0.26631019628690211},{"$f":"INDEX(ePrice!$F12285:$K12285,P_Off)*EPrice_Fac","v":79.338629901649824},15.55141824553718,null,15.55141824553718,13.478988304093566,1.7448509999999999,95.84853348200707,73.074428659649115,"G","G","G","|",".",".","."]
[7,1,17,{"$f":"INDEX(Assump!$C$30:$N$30,$A12285)*INDEX(Assump!$C$56:$FN$56,($B12285-1)*Hrs_in_dy+$C12285)","v":0.26631019628690211},{"$f":"INDEX(ePrice!$F12286:$K12286,P_Off)*EPrice_Fac","v":82.671830579457179},15.55141824553718,null,15.55141824553718,13.478988304093566,1.7448509999999999,99.215402853529653,73.074428659649115,"G","G","G","|",".",".","."]
[7,2,8,{"$f":"INDEX(Assump!$C$30:$N$30,$A12300)*INDEX(Assump!$C$56:$FN$56,($B12300-1)*Hrs_in_dy+$C12300)","v":0.26631019628690211},{"$f":"INDEX(ePrice!$F12301:$K12301,P_Off)*EPrice_Fac","v":78.589867430548182},15.55141824553718,null,15.55141824553718,13.478988304093566,1.7448509999999999,95.09220775362158,73.074428659649115,"G","G","G","|",".",".","."]
[7,2,17,{"$f":"INDEX(Assump!$C$30:$N$30,$A12309)*INDEX(Assump!$C$56:$FN$56,($B12309-1)*Hrs_in_dy+$C12309)","v":0.26631019628690211},{"$f":"INDEX(ePrice!$F12310:$K12310,P_Off)*EPrice_Fac","v":108.55244308866421},15.55141824553718,null,15.55141824553718,13.478988304093566,1.7448509999999999,125.35743569111251,73.074428659649115,"G","G","G","|",".",".","."]
[7,2,23,{"$f":"INDEX(Assump!$C$30:$N$30,$A12315)*INDEX(Assump!$C$56:$FN$56,($B12315-1)*Hrs_in_dy+$C12315)","v":0.26631019628690211},{"$f":"INDEX(ePrice!$F12316:$K12316,P_Off)*EPrice_Fac","v":69.212221320702511},15.55141824553718,null,15.55141824553718,13.478988304093566,1.7448509999999999,85.619837945696659,73.074428659649115,"G","G","G","|",".",".","."]
[7,3,14,{"$f":"INDEX(Assump!$C$30:$N$30,$A12330)*INDEX(Assump!$C$56:$FN$56,($B12330-1)*Hrs_in_dy+$C12330)","v":0.26631019628690211},{"$f":"INDEX(ePrice!$F12331:$K12331,P_Off)*EPrice_Fac","v":77.140649744544987},15.55141824553718,null,15.55141824553718,13.478988304093566,1.7448509999999999,93.628351505133494,73.074428659649115,"G","G","G","|",".",".","."]
[7,4,1,{"$f":"INDEX(Assump!$C$30:$N$30,$A12341)*INDEX(Assump!$C$56:$FN$56,($B12341-1)*Hrs_in_dy+$C12341)","v":0.26631019628690211},{"$f":"INDEX(ePrice!$F12342:$K12342,P_Off)*EPrice_Fac","v":65.335564010643964},15.55141824553718,null,15.55141824553718,13.478988304093566,1.7448509999999999,81.704022480991057,73.074428659649115,"G","G","G","|",6.1251345145987486,6.3914447108856507,6.3914447108856507]
[7,4,6,{"$f":"INDEX(Assump!$C$30:$N$30,$A12346)*INDEX(Assump!$C$56:$FN$56,($B12346-1)*Hrs_in_dy+$C12346)","v":0.26631019628690211},{"$f":"INDEX(ePrice!$F12347:$K12347,P_Off)*EPrice_Fac","v":56.465144090899436},15.55141824553718,null,15.55141824553718,13.478988304093566,1.7448509999999999,72.744002360036987,73.074428659649115,"E","G","G","|",".",".","."]
[7,4,21,{"$f":"INDEX(Assump!$C$30:$N$30,$A12361)*INDEX(Assump!$C$56:$FN$56,($B12361-1)*Hrs_in_dy+$C12361)","v":0.26631019628690211},{"$f":"INDEX(ePrice!$F12362:$K12362,P_Off)*EPrice_Fac","v":107.77952698946251},15.55141824553718,null,15.55141824553718,13.478988304093566,1.7448509999999999,124.57671235858554,73.074428659649115,"G","G","G","|",".",".","."]
[7,5,7,{"$f":"INDEX(Assump!$C$30:$N$30,$A12371)*INDEX(Assump!$C$56:$FN$56,($B12371-1)*Hrs_in_dy+$C12371)","v":0.26631019628690211},{"$f":"INDEX(ePrice!$F12372:$K12372,P_Off)*EPrice_Fac","v":90.37683794337417},15.55141824553718,null,15.55141824553718,13.478988304093566,1.7448509999999999,106.99823857465793,73.074428659649115,"G","G","G","|",".",".","."]
[7,5,12,{"$f":"INDEX(Assump!$C$30:$N$30,$A12376)*INDEX(Assump!$C$56:$FN$56,($B12376-1)*Hrs_in_dy+$C12376)","v":0.26631019628690211},{"$f":"INDEX(ePrice!$F12377:$K12377,P_Off)*EPrice_Fac","v":104.5972864872805},15.55141824553718,null,15.55141824553718,13.478988304093566,1.7448509999999999,121.36232801294715,73.074428659649115,"G","G","G","|",".",".","."]
[7,6,3,{"$f":"INDEX(Assump!$C$30:$N$30,$A12391)*INDEX(Assump!$C$56:$FN$56,($B12391-1)*Hrs_in_dy+$C12391)","v":0.26631019628690211},{"$f":"INDEX(ePrice!$F12392:$K12392,P_Off)*EPrice_Fac","v":81.403765104204396},15.55141824553718,null,15.55141824553718,13.478988304093566,1.7448509999999999,97.934528636102598,73.074428659649115,"G","G","G","|",".",".","."]
[7,6,14,{"$f":"INDEX(Assump!$C$30:$N$30,$A12402)*INDEX(Assump!$C$56:$FN$56,($B12402-1)*Hrs_in_dy+$C12402)","v":0.26631019628690211},{"$f":"INDEX(ePrice!$F12403:$K12403,P_Off)*EPrice_Fac","v":79.417129192974997},15.55141824553718,null,15.55141824553718,13.478988304093566,1.7448509999999999,95.927825695466851,73.074428659649115,"G","G","G","|",".",".","."]
[7,6,19,{"$f":"INDEX(Assump!$C$30:$N$30,$A12407)*INDEX(Assump!$C$56:$FN$56,($B12407-1)*Hrs_in_dy+$C12407)","v":0.26631019628690211},{"$f":"INDEX(ePrice!$F12408:$K12408,P_Off)*EPrice_Fac","v":80.648964226077723},15.55141824553718,null,15.55141824553718,13.478988304093566,1.7448509999999999,97.172103506681722,73.074428659649115,"G","G","G","|",".",".","."]
[7,7,6,{"$f":"INDEX(Assump!$C$30:$N$30,$A12418)*INDEX(Assump!$C$56:$FN$56,($B12418-1)*Hrs_in_dy+$C12418)","v":0.26631019628690211},{"$f":"INDEX(ePrice!$F12419:$K12419,P_Off)*EPrice_Fac","v":67.877733368174589},15.55141824553718,null,15.55141824553718,13.478988304093566,1.7448509999999999,84.27187031688058,73.074428659649115,"G","G","G","|",".",".","."]
[7,7,17,{"$f":"INDEX(Assump!$C$30:$N$30,$A12429)*INDEX(Assump!$C$56:$FN$56,($B12429-1)*Hrs_in_dy+$C12429)","v":0.26631019628690211},{"$f":"INDEX(ePrice!$F12430:$K12430,P_Off)*EPrice_Fac","v":102.4657288074508},15.55141824553718,null,15.55141824553718,13.478988304093566,1.7448509999999999,119.20923944746261,73.074428659649115,"G","G","G","|",".",".","."]
[7,2,1,{"$f":"INDEX(Assump!$C$30:$N$30,$A12437)*INDEX(Assump!$C$56:$FN$56,($B12437-1)*Hrs_in_dy+$C12437)","v":0.26631019628690211},{"$f":"INDEX(ePrice!$F12438:$K12438,P_Off)*EPrice_Fac","v":57.771459130521563},15.55141824553718,null,15.55141824553718,13.478988304093566,1.7448509999999999,74.06351250106944,73.074428659649115,"G","G","G","|",5.0598937294511401,6.3914447108856507,6.3914447108856507]
[7,2,12,{"$f":"INDEX(Assump!$C$30:$N$30,$A12448)*INDEX(Assump!$C$56:$FN$56,($B12448-1)*Hrs_in_dy+$C12448)","v":0.26631019628690211},{"$f":"INDEX(ePrice!$F12449:$K12449,P_Off)*EPrice_Fac","v":72.955212526846836},15.55141824553718,null,15.55141824553718,13.478988304093566,1.7448509999999999,89.400637143822237,73.074428659649115,"G","G","G","|",".",".","."]
[7,2,17,{"$f":"INDEX(Assump!$C$30:$N$30,$A12453)*INDEX(Assump!$C$56:$FN$56,($B12453-1)*Hrs_in_dy+$C12453)","v":0.26631019628690211},{"$f":"INDEX(ePrice!$F12454:$K12454,P_Off)*EPrice_Fac","v":67.126293674524447},15.55141824553718,null,15.55141824553718,13.478988304093566,1.7448509999999999,83.512840323294569,73.074428659649115,"G","G","G","|",".",".","."]
[7,3,4,{"$f":"INDEX(Assump!$C$30:$N$30,$A12464)*INDEX(Assump!$C$56:$FN$56,($B12464-1)*Hrs_in_dy+$C12464)","v":0.26631019628690211},{"$f":"INDEX(ePrice!$F12465:$K12465,P_Off)*EPrice_Fac","v":54.75434646270385},15.55141824553718,null,15.55141824553718,13.478988304093566,1.7448509999999999,71.015923947718207,73.074428659649115,"E","G","G","|",".",".","."]
[7,3,19,{"$f":"INDEX(Assump!$C$30:$N$30,$A12479)*INDEX(Assump!$C$56:$FN$56,($B12479-1)*Hrs_in_dy+$C12479)","v":0.26631019628690211},{"$f":"INDEX(ePrice!$F12480:$K12480,P_Off)*EPrice_Fac","v":699.40777769681029},15.55141824553718,null,15.55141824553718,13.478988304093566,1.7448509999999999,722.18100600237119,73.074428659649115,"G","G","G","|",".",".","."]
[7,3,24,{"$f":"INDEX(Assump!$C$30:$N$30,$A12484)*INDEX(Assump!$C$56:$FN$56,($B12484-1)*Hrs_in_dy+$C12484)","v":0.26631019628690211},{"$f":"INDEX(ePrice!$F12485:$K12485,P_Off)*EPrice_Fac","v":67.135220043364129},15.55141824553718,null,15.55141824553718,13.478988304093566,1.7448509999999999,83.521856857476067,73.074428659649115,"G","G","G","|",".",".","."]
[7,4,11,{"$f":"INDEX(Assump!$C$30:$N$30,$A12495)*INDEX(Assump!$C$56:$FN$56,($B12495-1)*Hrs_in_dy+$C12495)","v":0.26631019628690211},{"$f":"INDEX(ePrice!$F12496:$K12496,P_Off)*EPrice_Fac","v":72.446409502984082},15.55141824553718,null,15.55141824553718,13.478988304093566,1.7448509999999999,88.886694695476024,73.074428659649115,"G","G","G","|",".",".","."]
[7,5,1,{"$f":"INDEX(Assump!$C$30:$N$30,$A12509)*INDEX(Assump!$C$56:$FN$56,($B12509-1)*Hrs_in_dy+$C12509)","v":0.26631019628690211},{"$f":"INDEX(ePrice!$F12510:$K12510,P_Off)*EPrice_Fac","v":62.484581877881787},15.55141824553718,null,15.55141824553718,13.478988304093566,1.7448509999999999,78.82424254890806,73.074428659649115,"G","G","G","|",3.4620325517297275,6.3914447108856507,6.3914447108856507]
[7,5,6,{"$f":"INDEX(Assump!$C$30:$N$30,$A12514)*INDEX(Assump!$C$56:$FN$56,($B12514-1)*Hrs_in_dy+$C12514)","v":0.26631019628690211},{"$f":"INDEX(ePrice!$F12515:$K12515,P_Off)*EPrice_Fac","v":48.470182799556873},15.55141824553718,null,15.55141824553718,13.478988304093566,1.7448509999999999,64.668283883933398,73.074428659649115,"E","G","G","|",".",".","."]
[7,5,17,{"$f":"INDEX(Assump!$C$30:$N$30,$A12525)*INDEX(Assump!$C$56:$FN$56,($B12525-1)*Hrs_in_dy+$C12525)","v":0.26631019628690211},{"$f":"INDEX(ePrice!$F12526:$K12526,P_Off)*EPrice_Fac","v":40.561420007584978},15.55141824553718,null,15.55141824553718,13.478988304093566,1.7448509999999999,56.679634599113292,73.074428659649115,"E","G","G","|",".",".","."]
[7,6,8,{"$f":"INDEX(Assump!$C$30:$N$30,$A12540)*INDEX(Assump!$C$56:$FN$56,($B12540-1)*Hrs_in_dy+$C12540)","v":0.26631019628690211},{"$f":"INDEX(ePrice!$F12541:$K12541,P_Off)*EPrice_Fac","v":61.252742978003553},15.55141824553718,null,15.55141824553718,13.478988304093566,1.7448509999999999,77.579960831859324,73.074428659649115,"G","G","G","|",".",".","."]
[7,6,9,{"$f":"INDEX(Assump!$C$30:$N$30,$A12541)*INDEX(Assump!$C$56:$FN$56,($B12541-1)*Hrs_in_dy+$C12541)","v":0.26631019628690211},{"$f":"INDEX(ePrice!$F12542:$K12542,P_Off)*EPrice_Fac","v":70.973558644434021},15.55141824553718,null,15.55141824553718,13.478988304093566,1.7448509999999999,87.398966555526471,73.074428659649115,"G","G","G","|",".",".","."]
[7,6,21,{"$f":"INDEX(Assump!$C$30:$N$30,$A12553)*INDEX(Assump!$C$56:$FN$56,($B12553-1)*Hrs_in_dy+$C12553)","v":0.26631019628690211},{"$f":"INDEX(ePrice!$F12554:$K12554,P_Off)*EPrice_Fac","v":68.688408221471491},15.55141824553718,null,15.55141824553718,13.478988304093566,1.7448509999999999,85.090733805059259,73.074428659649115,"G","G","G","|",".",".","."]
[7,7,4,{"$f":"INDEX(Assump!$C$30:$N$30,$A12560)*INDEX(Assump!$C$56:$FN$56,($B12560-1)*Hrs_in_dy+$C12560)","v":0.26631019628690211},{"$f":"INDEX(ePrice!$F12561:$K12561,P_Off)*EPrice_Fac","v":49.853769969709973},15.55141824553718,null,15.55141824553718,13.478988304093566,1.7448509999999999,66.065846682067829,73.074428659649115,"E","G","G","|",".",".","."]
[7,7,15,{"$f":"INDEX(Assump!$C$30:$N$30,$A12571)*INDEX(Assump!$C$56:$FN$56,($B12571-1)*Hrs_in_dy+$C12571)","v":0.26631019628690211},{"$f":"INDEX(ePrice!$F12572:$K12572,P_Off)*EPrice_Fac","v":68.447396262799671},15.55141824553718,null,15.55141824553718,13.478988304093566,1.7448509999999999,84.847287382158441,73.074428659649115,"G","G","G","|",".",".","."]
[7,1,6,{"$f":"INDEX(Assump!$C$30:$N$30,$A12586)*INDEX(Assump!$C$56:$FN$56,($B12586-1)*Hrs_in_dy+$C12586)","v":0.26631019628690211},{"$f":"INDEX(ePrice!$F12587:$K12587,P_Off)*EPrice_Fac","v":29.171373368131096},15.55141824553718,null,15.55141824553718,13.478988304093566,1.7448509999999999,45.174536983503309,73.074428659649115,"E","G","G","|",".",".","."]
[7,1,11,{"$f":"INDEX(Assump!$C$30:$N$30,$A12591)*INDEX(Assump!$C$56:$FN$56,($B12591-1)*Hrs_in_dy+$C12591)","v":0.26631019628690211},{"$f":"INDEX(ePrice!$F12592:$K12592,P_Off)*EPrice_Fac","v":62.457802771362694},15.55141824553718,null,15.55141824553718,13.478988304093566,1.7448509999999999,78.797192946363509,73.074428659649115,"G","G","G","|",".",".","."]
[7,1,22,{"$f":"INDEX(Assump!$C$30:$N$30,$A12602)*INDEX(Assump!$C$56:$FN$56,($B12602-1)*Hrs_in_dy+$C12602)","v":0.26631019628690211},{"$f":"INDEX(ePrice!$F12603:$K12603,P_Off)*EPrice_Fac","v":67.679728542585664},15.55141824553718,null,15.55141824553718,13.478988304093566,1.7448509999999999,84.071865442548329,73.074428659649115,"G","G","G","|",".",".","."]
[7,1,7,{"$f":"INDEX(Assump!$C$30:$N$30,$A12611)*INDEX(Assump!$C$56:$FN$56,($B12611-1)*Hrs_in_dy+$C12611)","v":0.26631019628690211},{"$f":"INDEX(ePrice!$F12612:$K12612,P_Off)*EPrice_Fac","v":49.381480922275138},15.55141824553718,null,15.55141824553718,13.478988304093566,1.7448509999999999,65.588787038194269,73.074428659649115,"E","G","G","|",".",".","."]
[7,1,23,{"$f":"INDEX(Assump!$C$30:$N$30,$A12627)*INDEX(Assump!$C$56:$FN$56,($B12627-1)*Hrs_in_dy+$C12627)","v":0.26631019628690211},{"$f":"INDEX(ePrice!$F12628:$K12628,P_Off)*EPrice_Fac","v":77.972955091860499},15.55141824553718,null,15.55141824553718,13.478988304093566,1.7448509999999999,94.46906397716937,73.074428659649115,"G","G","G","|",".",".","."]
[7,2,4,{"$f":"INDEX(Assump!$C$30:$N$30,$A12632)*INDEX(Assump!$C$56:$FN$56,($B12632-1)*Hrs_in_dy+$C12632)","v":0.26631019628690211},{"$f":"INDEX(ePrice!$F12633:$K12633,P_Off)*EPrice_Fac","v":60.583053122470176},15.55141824553718,null,15.55141824553718,13.478988304093566,1.7448509999999999,76.903506432330659,73.074428659649115,"G","G","G","|",".",".","."]
[7,2,19,{"$f":"INDEX(Assump!$C$30:$N$30,$A12647)*INDEX(Assump!$C$56:$FN$56,($B12647-1)*Hrs_in_dy+$C12647)","v":0.26631019628690211},{"$f":"INDEX(ePrice!$F12648:$K12648,P_Off)*EPrice_Fac","v":81.595561619670306},15.55141824553718,null,15.55141824553718,13.478988304093566,1.7448509999999999,98.128262490108568,73.074428659649115,"G","G","G","|",".",".","."]
[7,3,6,{"$f":"INDEX(Assump!$C$30:$N$30,$A12658)*INDEX(Assump!$C$56:$FN$56,($B12658-1)*Hrs_in_dy+$C12658)","v":0.26631019628690211},{"$f":"INDEX(ePrice!$F12659:$K12659,P_Off)*EPrice_Fac","v":69.983751828034244},15.55141824553718,null,15.55141824553718,13.478988304093566,1.7448509999999999,86.399161690476191,73.074428659649115,"G","G","G","|",".",".","."]
[7,3,11,{"$f":"INDEX(Assump!$C$30:$N$30,$A12663)*INDEX(Assump!$C$56:$FN$56,($B12663-1)*Hrs_in_dy+$C12663)","v":0.26631019628690211},{"$f":"INDEX(ePrice!$F12664:$K12664,P_Off)*EPrice_Fac","v":79.968517612938086},15.55141824553718,null,15.55141824553718,13.478988304093566,1.7448509999999999,96.484783695429556,73.074428659649115,"G","G","G","|",".",".","."]
[7,3,22,{"$f":"INDEX(Assump!$C$30:$N$30,$A12674)*INDEX(Assump!$C$56:$FN$56,($B12674-1)*Hrs_in_dy+$C12674)","v":0.26631019628690211},{"$f":"INDEX(ePrice!$F12675:$K12675,P_Off)*EPrice_Fac","v":36.295597073257696},15.55141824553718,null,15.55141824553718,13.478988304093566,1.7448509999999999,52.370722544237246,73.074428659649115,"E","G","G","|",".",".","."]
[7,4,10,{"$f":"INDEX(Assump!$C$30:$N$30,$A12686)*INDEX(Assump!$C$56:$FN$56,($B12686-1)*Hrs_in_dy+$C12686)","v":0.26631019628690211},{"$f":"INDEX(ePrice!$F12687:$K12687,P_Off)*EPrice_Fac","v":74.037455485832922},15.55141824553718,null,15.55141824553718,13.478988304093566,1.7448509999999999,90.493811849868791,73.074428659649115,"G","G","G","|",".",".","."]
[7,4,17,{"$f":"INDEX(Assump!$C$30:$N$30,$A12693)*INDEX(Assump!$C$56:$FN$56,($B12693-1)*Hrs_in_dy+$C12693)","v":0.26631019628690211},{"$f":"INDEX(ePrice!$F12694:$K12694,P_Off)*EPrice_Fac","v":72.097518400882961},15.55141824553718,null,15.55141824553718,13.478988304093566,1.7448509999999999,88.534279440828428,73.074428659649115,"G","G","G","|",".",".","."]
[7,5,4,{"$f":"INDEX(Assump!$C$30:$N$30,$A12704)*INDEX(Assump!$C$56:$FN$56,($B12704-1)*Hrs_in_dy+$C12704)","v":0.26631019628690211},{"$f":"INDEX(ePrice!$F12705:$K12705,P_Off)*EPrice_Fac","v":5.3887141248610568},15.55141824553718,null,15.55141824553718,13.478988304093566,1.7448509999999999,21.151648858988121,73.074428659649115,"E","E","G","|",".",".","."]
[7,5,9,{"$f":"INDEX(Assump!$C$30:$N$30,$A12709)*INDEX(Assump!$C$56:$FN$56,($B12709-1)*Hrs_in_dy+$C12709)","v":0.26631019628690211},{"$f":"INDEX(ePrice!$F12710:$K12710,P_Off)*EPrice_Fac","v":65.012228474130168},15.55141824553718,null,15.55141824553718,13.478988304093566,1.7448509999999999,81.377420928956923,73.074428659649115,"G","E","G","|",".",".","."]
[7,5,24,{"$f":"INDEX(Assump!$C$30:$N$30,$A12724)*INDEX(Assump!$C$56:$FN$56,($B12724-1)*Hrs_in_dy+$C12724)","v":0.26631019628690211},{"$f":"INDEX(ePrice!$F12725:$K12725,P_Off)*EPrice_Fac","v":78.612647607327872},15.55141824553718,null,15.55141824553718,13.478988304093566,1.7448509999999999,95.115218033197024,73.074428659649115,"G","E","G","|",".",".","."]
[7,6,11,{"$f":"INDEX(Assump!$C$30:$N$30,$A12735)*INDEX(Assump!$C$56:$FN$56,($B12735-1)*Hrs_in_dy+$C12735)","v":0.26631019628690211},{"$f":"INDEX(ePrice!$F12736:$K12736,P_Off)*EPrice_Fac","v":95.995596397202249},15.55141824553718,null,15.55141824553718,13.478988304093566,1.7448509999999999,112.67375216438326,73.074428659649115,"G","G","G","|",".",".","."]
[7,6,20,{"$f":"INDEX(Assump!$C$30:$N$30,$A12744)*INDEX(Assump!$C$56:$FN$56,($B12744-1)*Hrs_in_dy+$C12744)","v":0.26631019628690211},{"$f":"INDEX(ePrice!$F12745:$K12745,P_Off)*EPrice_Fac","v":89.821172987038878},15.55141824553718,null,15.55141824553718,13.478988304093566,1.7448509999999999,106.43696084098592,73.074428659649115,"G","G","G","|",".",".","."]
[7,7,2,{"$f":"INDEX(Assump!$C$30:$N$30,$A12750)*INDEX(Assump!$C$56:$FN$56,($B12750-1)*Hrs_in_dy+$C12750)","v":0.26631019628690211},{"$f":"INDEX(ePrice!$F12751:$K12751,P_Off)*EPrice_Fac","v":98.373583791657083},15.55141824553718,null,15.55141824553718,13.478988304093566,1.7448509999999999,115.07575963352956,73.074428659649115,"G","G","G","|",".",".","."]
[7,7,17,{"$f":"INDEX(Assump!$C$30:$N$30,$A12765)*INDEX(Assump!$C$56:$FN$56,($B12765-1)*Hrs_in_dy+$C12765)","v":0.26631019628690211},{"$f":"INDEX(ePrice!$F12766:$K12766,P_Off)*EPrice_Fac","v":65.992626785879082},15.55141824553718,null,15.55141824553718,13.478988304093566,1.7448509999999999,82.367722253955819,73.074428659649115,"G","G","G","|",".",".","."]
[7,7,22,{"$f":"INDEX(Assump!$C$30:$N$30,$A12770)*INDEX(Assump!$C$56:$FN$56,($B12770-1)*Hrs_in_dy+$C12770)","v":0.26631019628690211},{"$f":"INDEX(ePrice!$F12771:$K12771,P_Off)*EPrice_Fac","v":98.762961844550247},15.55141824553718,null,15.55141824553718,13.478988304093566,1.7448509999999999,115.4690707980681,73.074428659649115,"G","G","G","|",".",".","."]
[7,1,9,{"$f":"INDEX(Assump!$C$30:$N$30,$A12781)*INDEX(Assump!$C$56:$FN$56,($B12781-1)*Hrs_in_dy+$C12781)","v":0.26631019628690211},{"$f":"INDEX(ePrice!$F12782:$K12782,P_Off)*EPrice_Fac","v":52.767748709688014},15.55141824553718,null,15.55141824553718,13.478988304093566,1.7448509999999999,69.009259550732523,73.074428659649115,"E","E","E","|",".",".","."]
[7,1,24,{"$f":"INDEX(Assump!$C$30:$N$30,$A12796)*INDEX(Assump!$C$56:$FN$56,($B12796-1)*Hrs_in_dy+$C12796)","v":0.26631019628690211},{"$f":"INDEX(ePrice!$F12797:$K12797,P_Off)*EPrice_Fac","v":36.301102364872825},15.55141824553718,null,15.55141824553718,13.478988304093566,1.7448509999999999,52.376283444858593,73.074428659649115,"E","E","E","|",".",".","."]
[7,2,1,{"$f":"INDEX(Assump!$C$30:$N$30,$A12797)*INDEX(Assump!$C$56:$FN$56,($B12797-1)*Hrs_in_dy+$C12797)","v":0.26631019628690211},{"$f":"INDEX(ePrice!$F12798:$K12798,P_Off)*EPrice_Fac","v":33.200450668676062},15.55141824553718,null,15.55141824553718,13.478988304093566,1.7448509999999999,49.244312034558831,73.074428659649115,"E","E","E","|",3.9946529443035317,0,0]
[7,2,15,{"$f":"INDEX(Assump!$C$30:$N$30,$A12811)*INDEX(Assump!$C$56:$FN$56,($B12811-1)*Hrs_in_dy+$C12811)","v":0.26631019628690211},{"$f":"INDEX(ePrice!$F12812:$K12812,P_Off)*EPrice_Fac","v":65.3322694211694},15.55141824553718,null,15.55141824553718,13.478988304093566,1.7448509999999999,81.700694612834923,73.074428659649115,"G","E","E","|",".",".","."]
[7,2,20,{"$f":"INDEX(Assump!$C$30:$N$30,$A12816)*INDEX(Assump!$C$56:$FN$56,($B12816-1)*Hrs_in_dy+$C12816)","v":0.26631019628690211},{"$f":"INDEX(ePrice!$F12817:$K12817,P_Off)*EPrice_Fac","v":89.35220044627593},15.55141824553718,null,15.55141824553718,13.478988304093566,1.7448509999999999,105.96325120385163,73.074428659649115,"G","E","E","|",".",".","."]
[7,3,7,{"$f":"INDEX(Assump!$C$30:$N$30,$A12827)*INDEX(Assump!$C$56:$FN$56,($B12827-1)*Hrs_in_dy+$C12827)","v":0.26631019628690211},{"$f":"INDEX(ePrice!$F12828:$K12828,P_Off)*EPrice_Fac","v":31.127952406988403},15.55141824553718,null,15.55141824553718,13.478988304093566,1.7448509999999999,47.150879446995539,73.074428659649115,"E","E","E","|",".",".","."]
[7,3,22,{"$f":"INDEX(Assump!$C$30:$N$30,$A12842)*INDEX(Assump!$C$56:$FN$56,($B12842-1)*Hrs_in_dy+$C12842)","v":0.26631019628690211},{"$f":"INDEX(ePrice!$F12843:$K12843,P_Off)*EPrice_Fac","v":61.090124541777499},15.55141824553718,null,15.55141824553718,13.478988304093566,1.7448509999999999,77.415699785166339,73.074428659649115,"G","E","E","|",".",".","."]
[7,4,3,{"$f":"INDEX(Assump!$C$30:$N$30,$A12847)*INDEX(Assump!$C$56:$FN$56,($B12847-1)*Hrs_in_dy+$C12847)","v":0.26631019628690211},{"$f":"INDEX(ePrice!$F12848:$K12848,P_Off)*EPrice_Fac","v":33.305694721027386},15.55141824553718,null,15.55141824553718,13.478988304093566,1.7448509999999999,49.350619158146024,73.074428659649115,"E","G","E","|",".",".","."]
[7,4,14,{"$f":"INDEX(Assump!$C$30:$N$30,$A12858)*INDEX(Assump!$C$56:$FN$56,($B12858-1)*Hrs_in_dy+$C12858)","v":0.26631019628690211},{"$f":"INDEX(ePrice!$F12859:$K12859,P_Off)*EPrice_Fac","v":58.531884500006797},15.55141824553718,null,15.55141824553718,13.478988304093566,1.7448509999999999,74.831618934892902,73.074428659649115,"G","G","E","|",".",".","."]
[7,4,24,{"$f":"INDEX(Assump!$C$30:$N$30,$A12868)*INDEX(Assump!$C$56:$FN$56,($B12868-1)*Hrs_in_dy+$C12868)","v":0.26631019628690211},{"$f":"INDEX(ePrice!$F12869:$K12869,P_Off)*EPrice_Fac","v":69.865859368611169},15.55141824553718,null,15.55141824553718,13.478988304093566,1.7448509999999999,86.280078398129646,73.074428659649115,"G","G","E","|",".",".","."]
[7,5,15,{"$f":"INDEX(Assump!$C$30:$N$30,$A12883)*INDEX(Assump!$C$56:$FN$56,($B12883-1)*Hrs_in_dy+$C12883)","v":0.26631019628690211},{"$f":"INDEX(ePrice!$F12884:$K12884,P_Off)*EPrice_Fac","v":53.633988217502775},15.55141824553718,null,15.55141824553718,13.478988304093566,1.7448509999999999,69.884248952565613,73.074428659649115,"E","G","E","|",".",".","."]
[7,5,20,{"$f":"INDEX(Assump!$C$30:$N$30,$A12888)*INDEX(Assump!$C$56:$FN$56,($B12888-1)*Hrs_in_dy+$C12888)","v":0.26631019628690211},{"$f":"INDEX(ePrice!$F12889:$K12889,P_Off)*EPrice_Fac","v":67.323810719509893},15.55141824553718,null,15.55141824553718,13.478988304093566,1.7448509999999999,83.712352489946539,73.074428659649115,"G","G","E","|",".",".","."]
[7,6,11,{"$f":"INDEX(Assump!$C$30:$N$30,$A12903)*INDEX(Assump!$C$56:$FN$56,($B12903-1)*Hrs_in_dy+$C12903)","v":0.26631019628690211},{"$f":"INDEX(ePrice!$F12904:$K12904,P_Off)*EPrice_Fac","v":58.677607034031716},15.55141824553718,null,15.55141824553718,13.478988304093566,1.7448509999999999,74.978813413705964,73.074428659649115,"G","E","E","|",".",".","."]
[7,6,22,{"$f":"INDEX(Assump!$C$30:$N$30,$A12914)*INDEX(Assump!$C$56:$FN$56,($B12914-1)*Hrs_in_dy+$C12914)","v":0.26631019628690211},{"$f":"INDEX(ePrice!$F12915:$K12915,P_Off)*EPrice_Fac","v":46.938847348691489},15.55141824553718,null,15.55141824553718,13.478988304093566,1.7448509999999999,63.121480398210778,73.074428659649115,"E","E","E","|",".",".","."]
[7,7,3,{"$f":"INDEX(Assump!$C$30:$N$30,$A12919)*INDEX(Assump!$C$56:$FN$56,($B12919-1)*Hrs_in_dy+$C12919)","v":0.26631019628690211},{"$f":"INDEX(ePrice!$F12920:$K12920,P_Off)*EPrice_Fac","v":40.065601160516408},15.55141824553718,null,15.55141824553718,13.478988304093566,1.7448509999999999,56.178807480862211,73.074428659649115,"E","E","E","|",".",".","."]
[7,7,10,{"$f":"INDEX(Assump!$C$30:$N$30,$A12926)*INDEX(Assump!$C$56:$FN$56,($B12926-1)*Hrs_in_dy+$C12926)","v":0.26631019628690211},{"$f":"INDEX(ePrice!$F12927:$K12927,P_Off)*EPrice_Fac","v":37.863571757473274},15.55141824553718,null,15.55141824553718,13.478988304093566,1.7448509999999999,53.954535356576216,73.074428659649115,"E","E","E","|",".",".","."]
[7,7,18,{"$f":"INDEX(Assump!$C$30:$N$30,$A12934)*INDEX(Assump!$C$56:$FN$56,($B12934-1)*Hrs_in_dy+$C12934)","v":0.26631019628690211},{"$f":"INDEX(ePrice!$F12935:$K12935,P_Off)*EPrice_Fac","v":34.973408165979166},15.55141824553718,null,{"$f":"SUM($F12934:$G12934)","v":15.55141824553718},13.478988304093566,1.7448509999999999,{"$f":"SUM(E12934,H12934)/COP_Elec","v":51.035178193450854},{"$f":"SUM(I12934:J12934)*GJ_MWh/COP_Other","v":73.074428659649115},"E","E","E","|",".",".","."]
[8,1,9,{"$f":"INDEX(Assump!$C$30:$N$30,$A12949)*INDEX(Assump!$C$56:$FN$56,($B12949-1)*Hrs_in_dy+$C12949)","v":0.69904249160949716},{"$f":"INDEX(ePrice!$F12950:$K12950,P_Off)*EPrice_Fac","v":558.36649213782891},15.55141824553718,null,15.55141824553718,13.478988304093566,1.7448509999999999,579.71506099329906,73.074428659649115,"G","G","G","|",".",".","."]
[8,1,20,{"$f":"INDEX(Assump!$C$30:$N$30,$A12960)*INDEX(Assump!$C$56:$FN$56,($B12960-1)*Hrs_in_dy+$C12960)","v":0.69904249160949716},{"$f":"INDEX(ePrice!$F12961:$K12961,P_Off)*EPrice_Fac","v":259.09111932468301},15.55141824553718,null,15.55141824553718,13.478988304093566,1.7448509999999999,277.41670461638404,73.074428659649115,"G","G","G","|",".",".","."]
[8,2,1,{"$f":"INDEX(Assump!$C$30:$N$30,$A12965)*INDEX(Assump!$C$56:$FN$56,($B12965-1)*Hrs_in_dy+$C12965)","v":0.69904249160949716},{"$f":"INDEX(ePrice!$F12966:$K12966,P_Off)*EPrice_Fac","v":137.00148324595838},15.55141824553718,null,15.55141824553718,13.478988304093566,1.7448509999999999,154.09383989039955,73.074428659649115,"G","G","G","|",16.777019798627929,16.777019798627929,16.777019798627929]
[8,2,16,{"$f":"INDEX(Assump!$C$30:$N$30,$A12980)*INDEX(Assump!$C$56:$FN$56,($B12980-1)*Hrs_in_dy+$C12980)","v":0.69904249160949716},{"$f":"INDEX(ePrice!$F12981:$K12981,P_Off)*EPrice_Fac","v":295.54296060932967},15.55141824553718,null,15.55141824553718,13.478988304093566,1.7448509999999999,314.23674631804732,73.074428659649115,"G","G","G","|",".",".","."]
[8,2,24,{"$f":"INDEX(Assump!$C$30:$N$30,$A12988)*INDEX(Assump!$C$56:$FN$56,($B12988-1)*Hrs_in_dy+$C12988)","v":0.69904249160949716},{"$f":"INDEX(ePrice!$F12989:$K12989,P_Off)*EPrice_Fac","v":197.14731805975924},15.55141824553718,null,15.55141824553718,13.478988304093566,1.7448509999999999,214.8472083891883,73.074428659649115,"G","G","G","|",".",".","."]
[8,3,7,{"$f":"INDEX(Assump!$C$30:$N$30,$A12995)*INDEX(Assump!$C$56:$FN$56,($B12995-1)*Hrs_in_dy+$C12995)","v":0.69904249160949716},{"$f":"INDEX(ePrice!$F12996:$K12996,P_Off)*EPrice_Fac","v":133.35807928229684},15.55141824553718,null,15.55141824553718,13.478988304093566,1.7448509999999999,150.413633866499,73.074428659649115,"G","G","G","|",".",".","."]
[8,3,18,{"$f":"INDEX(Assump!$C$30:$N$30,$A13006)*INDEX(Assump!$C$56:$FN$56,($B13006-1)*Hrs_in_dy+$C13006)","v":0.69904249160949716},{"$f":"INDEX(ePrice!$F13007:$K13007,P_Off)*EPrice_Fac","v":45.708698260724944},15.55141824553718,null,15.55141824553718,13.478988304093566,1.7448509999999999,61.878905561880934,73.074428659649115,"E","G","G","|",".",".","."]
[8,4,9,{"$f":"INDEX(Assump!$C$30:$N$30,$A13021)*INDEX(Assump!$C$56:$FN$56,($B13021-1)*Hrs_in_dy+$C13021)","v":0.69904249160949716},{"$f":"INDEX(ePrice!$F13022:$K13022,P_Off)*EPrice_Fac","v":139.06647441754509},15.55141824553718,null,15.55141824553718,13.478988304093566,1.7448509999999999,156.17968955866897,73.074428659649115,"G","G","G","|",".",".","."]
[8,4,14,{"$f":"INDEX(Assump!$C$30:$N$30,$A13026)*INDEX(Assump!$C$56:$FN$56,($B13026-1)*Hrs_in_dy+$C13026)","v":0.69904249160949716},{"$f":"INDEX(ePrice!$F13027:$K13027,P_Off)*EPrice_Fac","v":131.62538554062061},15.55141824553718,null,15.55141824553718,13.478988304093566,1.7448509999999999,148.66343816783615,73.074428659649115,"G","G","G","|",".",".","."]
[8,5,1,{"$f":"INDEX(Assump!$C$30:$N$30,$A13037)*INDEX(Assump!$C$56:$FN$56,($B13037-1)*Hrs_in_dy+$C13037)","v":0.69904249160949716},{"$f":"INDEX(ePrice!$F13038:$K13038,P_Off)*EPrice_Fac","v":129.22809693912342},15.55141824553718,null,15.55141824553718,13.478988304093566,1.7448509999999999,146.24193452996019,73.074428659649115,"G","G","G","|",16.777019798627929,16.777019798627929,16.777019798627929]
[8,5,16,{"$f":"INDEX(Assump!$C$30:$N$30,$A13052)*INDEX(Assump!$C$56:$FN$56,($B13052-1)*Hrs_in_dy+$C13052)","v":0.69904249160949716},{"$f":"INDEX(ePrice!$F13053:$K13053,P_Off)*EPrice_Fac","v":192.11538554968593},15.55141824553718,null,15.55141824553718,13.478988304093566,1.7448509999999999,209.76444827800313,73.074428659649115,"G","G","G","|",".",".","."]
[8,5,23,{"$f":"INDEX(Assump!$C$30:$N$30,$A13059)*INDEX(Assump!$C$56:$FN$56,($B13059-1)*Hrs_in_dy+$C13059)","v":0.69904249160949716},{"$f":"INDEX(ePrice!$F13060:$K13060,P_Off)*EPrice_Fac","v":134.68726900193883},15.55141824553718,null,15.55141824553718,13.478988304093566,1.7448509999999999,151.75624974492527,73.074428659649115,"G","G","G","|",".",".","."]
[8,6,7,{"$f":"INDEX(Assump!$C$30:$N$30,$A13067)*INDEX(Assump!$C$56:$FN$56,($B13067-1)*Hrs_in_dy+$C13067)","v":0.69904249160949716},{"$f":"INDEX(ePrice!$F13068:$K13068,P_Off)*EPrice_Fac","v":108.30522662011575},15.55141824553718,null,15.55141824553718,13.478988304093566,1.7448509999999999,125.10772208651811,73.074428659649115,"G","G","G","|",".",".","."]
[8,6,12,{"$f":"INDEX(Assump!$C$30:$N$30,$A13072)*INDEX(Assump!$C$56:$FN$56,($B13072-1)*Hrs_in_dy+$C13072)","v":0.69904249160949716},{"$f":"INDEX(ePrice!$F13073:$K13073,P_Off)*EPrice_Fac","v":172.67598589992156},15.55141824553718,null,15.55141824553718,13.478988304093566,1.7448509999999999,190.12869105601894,73.074428659649115,"G","G","G","|",".",".","."]
[8,6,23,{"$f":"INDEX(Assump!$C$30:$N$30,$A13083)*INDEX(Assump!$C$56:$FN$56,($B13083-1)*Hrs_in_dy+$C13083)","v":0.69904249160949716},{"$f":"INDEX(ePrice!$F13084:$K13084,P_Off)*EPrice_Fac","v":111.29590348931026},15.55141824553718,null,15.55141824553718,13.478988304093566,1.7448509999999999,128.12860781297721,73.074428659649115,"G","G","G","|",".",".","."]
[8,7,14,{"$f":"INDEX(Assump!$C$30:$N$30,$A13098)*INDEX(Assump!$C$56:$FN$56,($B13098-1)*Hrs_in_dy+$C13098)","v":0.69904249160949716},{"$f":"INDEX(ePrice!$F13099:$K13099,P_Off)*EPrice_Fac","v":104.44820288008313},15.55141824553718,null,15.55141824553718,13.478988304093566,1.7448509999999999,121.21173851072759,73.074428659649115,"G","G","G","|",".",".","."]
[8,7,19,{"$f":"INDEX(Assump!$C$30:$N$30,$A13103)*INDEX(Assump!$C$56:$FN$56,($B13103-1)*Hrs_in_dy+$C13103)","v":0.69904249160949716},{"$f":"INDEX(ePrice!$F13104:$K13104,P_Off)*EPrice_Fac","v":109.9785815350222},15.55141824553718,null,15.55141824553718,13.478988304093566,1.7448509999999999,126.7979795763226,73.074428659649115,"G","G","G","|",".",".","."]
[8,1,4,{"$f":"INDEX(Assump!$C$30:$N$30,$A13112)*INDEX(Assump!$C$56:$FN$56,($B13112-1)*Hrs_in_dy+$C13112)","v":0.69904249160949716},{"$f":"INDEX(ePrice!$F13113:$K13113,P_Off)*EPrice_Fac","v":111.44230313503735},15.55141824553718,null,15.55141824553718,13.478988304093566,1.7448509999999999,128.27648624300457,73.074428659649115,"G","G","G","|",".",".","."]
[8,1,20,{"$f":"INDEX(Assump!$C$30:$N$30,$A13128)*INDEX(Assump!$C$56:$FN$56,($B13128-1)*Hrs_in_dy+$C13128)","v":0.69904249160949716},{"$f":"INDEX(ePrice!$F13129:$K13129,P_Off)*EPrice_Fac","v":128.70242274612539},15.55141824553718,null,15.55141824553718,13.478988304093566,1.7448509999999999,145.71095049662887,73.074428659649115,"G","G","G","|",".",".","."]
[8,2,7,{"$f":"INDEX(Assump!$C$30:$N$30,$A13139)*INDEX(Assump!$C$56:$FN$56,($B13139-1)*Hrs_in_dy+$C13139)","v":0.69904249160949716},{"$f":"INDEX(ePrice!$F13140:$K13140,P_Off)*EPrice_Fac","v":113.22055760020766},15.55141824553718,null,15.55141824553718,13.478988304093566,1.7448509999999999,130.07270287448972,73.074428659649115,"G","G","G","|",".",".","."]
[8,2,12,{"$f":"INDEX(Assump!$C$30:$N$30,$A13144)*INDEX(Assump!$C$56:$FN$56,($B13144-1)*Hrs_in_dy+$C13144)","v":0.69904249160949716},{"$f":"INDEX(ePrice!$F13145:$K13145,P_Off)*EPrice_Fac","v":118.50006450103814},15.55141824553718,null,15.55141824553718,13.478988304093566,1.7448509999999999,135.40553812785384,73.074428659649115,"G","G","G","|",".",".","."]
[8,3,3,{"$f":"INDEX(Assump!$C$30:$N$30,$A13159)*INDEX(Assump!$C$56:$FN$56,($B13159-1)*Hrs_in_dy+$C13159)","v":0.69904249160949716},{"$f":"INDEX(ePrice!$F13160:$K13160,P_Off)*EPrice_Fac","v":108.45845242229397},15.55141824553718,null,15.55141824553718,13.478988304093566,1.7448509999999999,125.26249562407187,73.074428659649115,"G","G","G","|",".",".","."]
[8,3,14,{"$f":"INDEX(Assump!$C$30:$N$30,$A13170)*INDEX(Assump!$C$56:$FN$56,($B13170-1)*Hrs_in_dy+$C13170)","v":0.69904249160949716},{"$f":"INDEX(ePrice!$F13171:$K13171,P_Off)*EPrice_Fac","v":112.23598733135631},15.55141824553718,null,15.55141824553718,13.478988304093566,1.7448509999999999,129.07818745140756,73.074428659649115,"G","G","G","|",".",".","."]
[8,3,23,{"$f":"INDEX(Assump!$C$30:$N$30,$A13179)*INDEX(Assump!$C$56:$FN$56,($B13179-1)*Hrs_in_dy+$C13179)","v":0.69904249160949716},{"$f":"INDEX(ePrice!$F13180:$K13180,P_Off)*EPrice_Fac","v":184.27538644154657},15.55141824553718,null,15.55141824553718,13.478988304093566,1.7448509999999999,201.84525725968055,73.074428659649115,"G","G","G","|",".",".","."]
[8,4,9,{"$f":"INDEX(Assump!$C$30:$N$30,$A13189)*INDEX(Assump!$C$56:$FN$56,($B13189-1)*Hrs_in_dy+$C13189)","v":0.69904249160949716},{"$f":"INDEX(ePrice!$F13190:$K13190,P_Off)*EPrice_Fac","v":160.20867134936876},{"$f":"Nwk_Elec_Var","v":15.55141824553718},null,15.55141824553718,{"$f":"IF(Other_fuel=\"Gas\",\nCHOOSE(Gas_price_option,Other_fuel_price_wholesale_flex,Gas_elec_m*$E13189+Gas_elec_c),\nOther_fuel_price_wholesale_flex)","v":13.478988304093566},{"$f":"IF(Other_fuel=\"Gas\",Nwk_Gas_Var,0)","v":1.7448509999999999},177.53544403525854,73.074428659649115,{"$f":"IF(K13189<L13189,ID_E,ID_O)","v":"G"},{"$f":"IF($C13189=1,IF(SUM($D13189:$D13212)=0,\".\",IF(SUMPRODUCT($K13189:$K13212,$D13189:$D13212)<SUMPRODUCT($L13189:$L13212,$D13189:$D13212),ID_E,ID_O)),N13188)","v":"G"},{"$f":"IF(SUM($B13189:$C13189)=2,IF(SUMPRODUCT($K13189:$K13356,$D13189:$D13356)<SUMPRODUCT($L13189:$L13356,$D13189:$D13356),ID_E,ID_O),O13188)","v":"G"},"|",{"$f":"IF($C13189=1,SUMIFS($D13189:$D13212,M13189:M13212,ID_O),\".\")","v":"."},{"$f":"IF($C13189=1,SUMIFS($D13189:$D13212,N13189:N13212,ID_O),\".\")","v":"."},{"$f":"IF($C13189=1,SUMIFS($D13189:$D13212,O13189:O13212,ID_O),\".\")","v":"."}]
[8,4,10,{"$f":"INDEX(Assump!$C$30:$N$30,$A13190)*INDEX(Assump!$C$56:$FN$56,($B13190-1)*Hrs_in_dy+$C13190)","v":0.69904249160949716},{"$f":"INDEX(ePrice!$F13191:$K13191,P_Off)*EPrice_Fac","v":143.82260901777121},15.55141824553718,null,{"$f":"SUM($F13190:$G13190)","v":15.55141824553718},13.478988304093566,1.7448509999999999,{"$f":"SUM(E13190,H13190)/COP_Elec","v":160.98386592253374},{"$f":"SUM(I13190:J13190)*GJ_MWh/COP_Other","v":73.074428659649115},"G","G","G","|",".",".","."]
[8,5,1,{"$f":"INDEX(Assump!$C$30:$N$30,$A13205)*INDEX(Assump!$C$56:$FN$56,($B13205-1)*Hrs_in_dy+$C13205)","v":0.69904249160949716},{"$f":"INDEX(ePrice!$F13206:$K13206,P_Off)*EPrice_Fac","v":145.22411465557494},15.55141824553718,null,15.55141824553718,13.478988304093566,1.7448509999999999,162.39952818294154,73.074428659649115,"G","G","G","|",16.777019798627929,16.777019798627929,16.777019798627929]
[8,5,12,{"$f":"INDEX(Assump!$C$30:$N$30,$A13216)*INDEX(Assump!$C$56:$FN$56,($B13216-1)*Hrs_in_dy+$C13216)","v":0.69904249160949716},{"$f":"INDEX(ePrice!$F13217:$K13217,P_Off)*EPrice_Fac","v":116.39027106778524},15.55141824553718,null,15.55141824553718,13.478988304093566,1.7448509999999999,133.27443364982062,73.074428659649115,"G","G","G","|",".",".","."]
[8,5,17,{"$f":"INDEX(Assump!$C$30:$N$30,$A13221)*INDEX(Assump!$C$56:$FN$56,($B13221-1)*Hrs_in_dy+$C13221)","v":0.69904249160949716},{"$f":"INDEX(ePrice!$F13222:$K13222,P_Off)*EPrice_Fac","v":119.88147686804899},15.55141824553718,null,15.55141824553718,13.478988304093566,1.7448509999999999,136.80090415513754,73.074428659649115,"G","G","G","|",".",".","."]
[8,6,9,{"$f":"INDEX(Assump!$C$30:$N$30,$A13237)*INDEX(Assump!$C$56:$FN$56,($B13237-1)*Hrs_in_dy+$C13237)","v":0.69904249160949716},{"$f":"INDEX(ePrice!$F13238:$K13238,P_Off)*EPrice_Fac","v":142.727525759559},15.55141824553718,null,15.55141824553718,13.478988304093566,1.7448509999999999,159.87772121726886,73.074428659649115,"G","G","G","|",".",".","."]
[8,6,18,{"$f":"INDEX(Assump!$C$30:$N$30,$A13246)*INDEX(Assump!$C$56:$FN$56,($B13246-1)*Hrs_in_dy+$C13246)","v":0.69904249160949716},{"$f":"INDEX(ePrice!$F13247:$K13247,P_Off)*EPrice_Fac","v":131.94748597917629},15.55141824553718,null,15.55141824553718,13.478988304093566,1.7448509999999999,148.98879214617523,73.074428659649115,"G","G","G","|",".",".","."]
[8,6,23,{"$f":"INDEX(Assump!$C$30:$N$30,$A13251)*INDEX(Assump!$C$56:$FN$56,($B13251-1)*Hrs_in_dy+$C13251)","v":0.69904249160949716},{"$f":"INDEX(ePrice!$F13252:$K13252,P_Off)*EPrice_Fac","v":160.87677260323221},15.55141824553718,null,15.55141824553718,13.478988304093566,1.7448509999999999,178.21029378663576,73.074428659649115,"G","G","G","|",".",".","."]
[8,7,14,{"$f":"INDEX(Assump!$C$30:$N$30,$A13266)*INDEX(Assump!$C$56:$FN$56,($B13266-1)*Hrs_in_dy+$C13266)","v":0.69904249160949716},{"$f":"INDEX(ePrice!$F13267:$K13267,P_Off)*EPrice_Fac","v":197.43647881088609},15.55141824553718,null,15.55141824553718,13.478988304093566,1.7448509999999999,215.13928995598309,73.074428659649115,"G","G","G","|",".",".","."]
[8,1,1,{"$f":"INDEX(Assump!$C$30:$N$30,$A13277)*INDEX(Assump!$C$56:$FN$56,($B13277-1)*Hrs_in_dy+$C13277)","v":0.69904249160949716},{"$f":"INDEX(ePrice!$F13278:$K13278,P_Off)*EPrice_Fac","v":68.529881326876009},15.55141824553718,null,15.55141824553718,13.478988304093566,1.7448509999999999,84.930605628700192,73.074428659649115,"G","G","G","|",16.777019798627929,16.777019798627929,16.777019798627929]
[8,1,6,{"$f":"INDEX(Assump!$C$30:$N$30,$A13282)*INDEX(Assump!$C$56:$FN$56,($B13282-1)*Hrs_in_dy+$C13282)","v":0.69904249160949716},{"$f":"INDEX(ePrice!$F13283:$K13283,P_Off)*EPrice_Fac","v":70.359518655455048},15.55141824553718,null,15.55141824553718,13.478988304093566,1.7448509999999999,86.778724142416394,73.074428659649115,"G","G","G","|",".",".","."]
[8,1,17,{"$f":"INDEX(Assump!$C$30:$N$30,$A13293)*INDEX(Assump!$C$56:$FN$56,($B13293-1)*Hrs_in_dy+$C13293)","v":0.69904249160949716},{"$f":"INDEX(ePrice!$F13294:$K13294,P_Off)*EPrice_Fac","v":95.46721506546038},15.55141824553718,null,15.55141824553718,13.478988304093566,1.7448509999999999,112.14003364747228,73.074428659649115,"G","G","G","|",".",".","."]
[8,2,3,{"$f":"INDEX(Assump!$C$30:$N$30,$A13303)*INDEX(Assump!$C$56:$FN$56,($B13303-1)*Hrs_in_dy+$C13303)","v":0.69904249160949716},{"$f":"INDEX(ePrice!$F13304:$K13304,P_Off)*EPrice_Fac","v":79.797548835550856},15.55141824553718,null,15.55141824553718,13.478988304093566,1.7448509999999999,96.312087960694981,73.074428659649115,"G","G","G","|",".",".","."]
[8,2,12,{"$f":"INDEX(Assump!$C$30:$N$30,$A13312)*INDEX(Assump!$C$56:$FN$56,($B13312-1)*Hrs_in_dy+$C13312)","v":0.69904249160949716},{"$f":"INDEX(ePrice!$F13313:$K13313,P_Off)*EPrice_Fac","v":112.62232942352318},15.55141824553718,null,15.55141824553718,13.478988304093566,1.7448509999999999,129.46843198894987,73.074428659649115,"G","G","G","|",".",".","."]
[8,2,23,{"$f":"INDEX(Assump!$C$30:$N$30,$A13323)*INDEX(Assump!$C$56:$FN$56,($B13323-1)*Hrs_in_dy+$C13323)","v":0.69904249160949716},{"$f":"INDEX(ePrice!$F13324:$K13324,P_Off)*EPrice_Fac","v":96.276361606812159},15.55141824553718,null,15.55141824553718,13.478988304093566,1.7448509999999999,112.95735338621145,73.074428659649115,"G","G","G","|",".",".","."]
[8,3,4,{"$f":"INDEX(Assump!$C$30:$N$30,$A13328)*INDEX(Assump!$C$56:$FN$56,($B13328-1)*Hrs_in_dy+$C13328)","v":0.69904249160949716},{"$f":"INDEX(ePrice!$F13329:$K13329,P_Off)*EPrice_Fac","v":75.317050822990964},15.55141824553718,null,15.55141824553718,13.478988304093566,1.7448509999999999,91.786332392452664,73.074428659649115,"G","G","G","|",".",".","."]
[8,3,15,{"$f":"INDEX(Assump!$C$30:$N$30,$A13339)*INDEX(Assump!$C$56:$FN$56,($B13339-1)*Hrs_in_dy+$C13339)","v":0.69904249160949716},{"$f":"INDEX(ePrice!$F13340:$K13340,P_Off)*EPrice_Fac","v":84.380699767535958},15.55141824553718,null,15.55141824553718,13.478988304093566,1.7448509999999999,100.94153334653852,73.074428659649115,"G","G","G","|",".",".","."]
[8,4,6,{"$f":"INDEX(Assump!$C$30:$N$30,$A13354)*INDEX(Assump!$C$56:$FN$56,($B13354-1)*Hrs_in_dy+$C13354)","v":0.69904249160949716},{"$f":"INDEX(ePrice!$F13355:$K13355,P_Off)*EPrice_Fac","v":59.756075919531689},15.55141824553718,null,15.55141824553718,13.478988304093566,1.7448509999999999,76.068175924312001,73.074428659649115,"G","G","G","|",".",".","."]
[8,4,13,{"$f":"INDEX(Assump!$C$30:$N$30,$A13361)*INDEX(Assump!$C$56:$FN$56,($B13361-1)*Hrs_in_dy+$C13361)","v":0.69904249160949716},{"$f":"INDEX(ePrice!$F13362:$K13362,P_Off)*EPrice_Fac","v":73.016417746460903},15.55141824553718,null,15.55141824553718,13.478988304093566,1.7448509999999999,89.462460597977866,73.074428659649115,"G","G","G","|",".",".","."]
[8,4,21,{"$f":"INDEX(Assump!$C$30:$N$30,$A13369)*INDEX(Assump!$C$56:$FN$56,($B13369-1)*Hrs_in_dy+$C13369)","v":0.69904249160949716},{"$f":"INDEX(ePrice!$F13370:$K13370,P_Off)*EPrice_Fac","v":75.292897194890912},15.55141824553718,null,15.55141824553718,13.478988304093566,1.7448509999999999,91.761934788311208,73.074428659649115,"G","G","G","|",".",".","."]
[8,5,12,{"$f":"INDEX(Assump!$C$30:$N$30,$A13384)*INDEX(Assump!$C$56:$FN$56,($B13384-1)*Hrs_in_dy+$C13384)","v":0.69904249160949716},{"$f":"INDEX(ePrice!$F13385:$K13385,P_Off)*EPrice_Fac","v":101.35466191484835},15.55141824553718,null,15.55141824553718,13.478988304093566,1.7448509999999999,118.08694965695508,73.074428659649115,"G","G","G","|",".",".","."]
[8,5,17,{"$f":"INDEX(Assump!$C$30:$N$30,$A13389)*INDEX(Assump!$C$56:$FN$56,($B13389-1)*Hrs_in_dy+$C13389)","v":0.69904249160949716},{"$f":"INDEX(ePrice!$F13390:$K13390,P_Off)*EPrice_Fac","v":67.026317977647707},15.55141824553718,null,15.55141824553718,13.478988304093566,1.7448509999999999,83.411854770893825,73.074428659649115,"G","G","G","|",".",".","."]
[8,6,4,{"$f":"INDEX(Assump!$C$30:$N$30,$A13400)*INDEX(Assump!$C$56:$FN$56,($B13400-1)*Hrs_in_dy+$C13400)","v":0.69904249160949716},{"$f":"INDEX(ePrice!$F13401:$K13401,P_Off)*EPrice_Fac","v":67.932079031399695},15.55141824553718,null,15.55141824553718,13.478988304093566,1.7448509999999999,84.326764926198862,73.074428659649115,"G","G","G","|",".",".","."]
[8,6,19,{"$f":"INDEX(Assump!$C$30:$N$30,$A13415)*INDEX(Assump!$C$56:$FN$56,($B13415-1)*Hrs_in_dy+$C13415)","v":0.69904249160949716},{"$f":"INDEX(ePrice!$F13416:$K13416,P_Off)*EPrice_Fac","v":95.575906391910607},15.55141824553718,null,15.55141824553718,13.478988304093566,1.7448509999999999,112.24982286610887,73.074428659649115,"G","G","G","|",".",".","."]
[8,7,3,{"$f":"INDEX(Assump!$C$30:$N$30,$A13423)*INDEX(Assump!$C$56:$FN$56,($B13423-1)*Hrs_in_dy+$C13423)","v":0.69904249160949716},{"$f":"INDEX(ePrice!$F13424:$K13424,P_Off)*EPrice_Fac","v":82.279334122831315},15.55141824553718,null,15.55141824553718,13.478988304093566,1.7448509999999999,98.818941786230809,73.074428659649115,"G","G","G","|",".",".","."]
[8,7,10,{"$f":"INDEX(Assump!$C$30:$N$30,$A13430)*INDEX(Assump!$C$56:$FN$56,($B13430-1)*Hrs_in_dy+$C13430)","v":0.69904249160949716},{"$f":"INDEX(ePrice!$F13431:$K13431,P_Off)*EPrice_Fac","v":89.754882019797776},15.55141824553718,null,15.55141824553718,13.478988304093566,1.7448509999999999,106.3700002680151,73.074428659649115,"G","G","G","|",".",".","."]
[8,1,1,{"$f":"INDEX(Assump!$C$30:$N$30,$A13445)*INDEX(Assump!$C$56:$FN$56,($B13445-1)*Hrs_in_dy+$C13445)","v":0.69904249160949716},{"$f":"INDEX(ePrice!$F13446:$K13446,P_Off)*EPrice_Fac","v":63.856154289515722},{"$f":"Nwk_Elec_Var","v":15.55141824553718},null,15.55141824553718,{"$f":"IF(Other_fuel=\"Gas\",\nCHOOSE(Gas_price_option,Other_fuel_price_wholesale_flex,Gas_elec_m*$E13445+Gas_elec_c),\nOther_fuel_price_wholesale_flex)","v":13.478988304093566},{"$f":"IF(Other_fuel=\"Gas\",Nwk_Gas_Var,0)","v":1.7448509999999999},80.209669227326174,73.074428659649115,{"$f":"IF(K13445<L13445,ID_E,ID_O)","v":"G"},{"$f":"IF($C13445=1,IF(SUM($D13445:$D13468)=0,\".\",IF(SUMPRODUCT($K13445:$K13468,$D13445:$D13468)<SUMPRODUCT($L13445:$L13468,$D13445:$D13468),ID_E,ID_O)),N13444)","v":"G"},{"$f":"IF(SUM($B13445:$C13445)=2,IF(SUMPRODUCT($K13445:$K13612,$D13445:$D13612)<SUMPRODUCT($L13445:$L13612,$D13445:$D13612),ID_E,ID_O),O13444)","v":"G"},"|",{"$f":"IF($C13445=1,SUMIFS($D13445:$D13468,M13445:M13468,ID_O),\".\")","v":16.077977307018433},{"$f":"IF($C13445=1,SUMIFS($D13445:$D13468,N13445:N13468,ID_O),\".\")","v":16.777019798627929},{"$f":"IF($C13445=1,SUMIFS($D13445:$D13468,O13445:O13468,ID_O),\".\")","v":16.777019798627929}]
[8,1,2,{"$f":"INDEX(Assump!$C$30:$N$30,$A13446)*INDEX(Assump!$C$56:$FN$56,($B13446-1)*Hrs_in_dy+$C13446)","v":0.69904249160949716},{"$f":"INDEX(ePrice!$F13447:$K13447,P_Off)*EPrice_Fac","v":61.827249529111242},15.55141824553718,null,{"$f":"SUM($F13446:$G13446)","v":15.55141824553718},13.478988304093566,1.7448509999999999,{"$f":"SUM(E13446,H13446)/COP_Elec","v":78.160270479442843},{"$f":"SUM(I13446:J13446)*GJ_MWh/COP_Other","v":73.074428659649115},"G","G","G","|",".",".","."]
[8,1,17,{"$f":"INDEX(Assump!$C$30:$N$30,$A13461)*INDEX(Assump!$C$56:$FN$56,($B13461-1)*Hrs_in_dy+$C13461)","v":0.69904249160949716},{"$f":"INDEX(ePrice!$F13462:$K13462,P_Off)*EPrice_Fac","v":79.713011137200652},15.55141824553718,null,15.55141824553718,13.478988304093566,1.7448509999999999,96.22669634619983,73.074428659649115,"G","G","G","|",".",".","."]
[8,1,22,{"$f":"INDEX(Assump!$C$30:$N$30,$A13466)*INDEX(Assump!$C$56:$FN$56,($B13466-1)*Hrs_in_dy+$C13466)","v":0.69904249160949716},{"$f":"INDEX(ePrice!$F13467:$K13467,P_Off)*EPrice_Fac","v":85.419305775838225},15.55141824553718,null,15.55141824553718,13.478988304093566,1.7448509999999999,101.99063032462162,73.074428659649115,"G","G","G","|",".",".","."]
[8,2,9,{"$f":"INDEX(Assump!$C$30:$N$30,$A13477)*INDEX(Assump!$C$56:$FN$56,($B13477-1)*Hrs_in_dy+$C13477)","v":0.69904249160949716},{"$f":"INDEX(ePrice!$F13478:$K13478,P_Off)*EPrice_Fac","v":146.8902892904737},15.55141824553718,null,15.55141824553718,13.478988304093566,1.7448509999999999,164.08253286465745,73.074428659649115,"G","G","G","|",".",".","."]
[8,3,2,{"$f":"INDEX(Assump!$C$30:$N$30,$A13494)*INDEX(Assump!$C$56:$FN$56,($B13494-1)*Hrs_in_dy+$C13494)","v":0.69904249160949716},{"$f":"INDEX(ePrice!$F13495:$K13495,P_Off)*EPrice_Fac","v":73.100955444811092},15.55141824553718,null,15.55141824553718,13.478988304093566,1.7448509999999999,89.547852212473003,73.074428659649115,"G","G","G","|",".",".","."]
[8,3,10,{"$f":"INDEX(Assump!$C$30:$N$30,$A13502)*INDEX(Assump!$C$56:$FN$56,($B13502-1)*Hrs_in_dy+$C13502)","v":0.69904249160949716},{"$f":"INDEX(ePrice!$F13503:$K13503,P_Off)*EPrice_Fac","v":184.63033319680687},15.55141824553718,null,15.55141824553718,13.478988304093566,1.7448509999999999,202.20378933570106,73.074428659649115,"G","G","G","|",".",".","."]
[8,3,15,{"$f":"INDEX(Assump!$C$30:$N$30,$A13507)*INDEX(Assump!$C$56:$FN$56,($B13507-1)*Hrs_in_dy+$C13507)","v":0.69904249160949716},{"$f":"INDEX(ePrice!$F13508:$K13508,P_Off)*EPrice_Fac","v":138.74447821373073},15.55141824553718,null,15.55141824553718,13.478988304093566,1.7448509999999999,155.85444086794737,73.074428659649115,"G","G","G","|",".",".","."]
[9,4,6,{"$f":"INDEX(Assump!$C$30:$N$30,$A13522)*INDEX(Assump!$C$56:$FN$56,($B13522-1)*Hrs_in_dy+$C13522)","v":0.9564348290060507},{"$f":"INDEX(ePrice!$F13523:$K13523,P_Off)*EPrice_Fac","v":104.31951976412988},15.55141824553718,null,15.55141824553718,13.478988304093566,1.7448509999999999,121.08175556532026,73.074428659649115,"G","G","G","|",".",".","."]
[9,4,17,{"$f":"INDEX(Assump!$C$30:$N$30,$A13533)*INDEX(Assump!$C$56:$FN$56,($B13533-1)*Hrs_in_dy+$C13533)","v":0.9564348290060507},{"$f":"INDEX(ePrice!$F13534:$K13534,P_Off)*EPrice_Fac","v":99.380102817668984},15.55141824553718,null,15.55141824553718,13.478988304093566,1.7448509999999999,116.09244551839006,73.074428659649115,"G","G","G","|",".",".","."]
[9,4,22,{"$f":"INDEX(Assump!$C$30:$N$30,$A13538)*INDEX(Assump!$C$56:$FN$56,($B13538-1)*Hrs_in_dy+$C13538)","v":0.9564348290060507},{"$f":"INDEX(ePrice!$F13539:$K13539,P_Off)*EPrice_Fac","v":86.300913201490175},15.55141824553718,null,15.55141824553718,13.478988304093566,1.7448509999999999,102.8811428757852,73.074428659649115,"G","G","G","|",".",".","."]
[9,5,7,{"$f":"INDEX(Assump!$C$30:$N$30,$A13547)*INDEX(Assump!$C$56:$FN$56,($B13547-1)*Hrs_in_dy+$C13547)","v":0.9564348290060507},{"$f":"INDEX(ePrice!$F13548:$K13548,P_Off)*EPrice_Fac","v":85.177769494837705},15.55141824553718,null,15.55141824553718,13.478988304093566,1.7448509999999999,101.74665428320695,73.074428659649115,"G","G","G","|",".",".","."]
[9,5,23,{"$f":"INDEX(Assump!$C$30:$N$30,$A13563)*INDEX(Assump!$C$56:$FN$56,($B13563-1)*Hrs_in_dy+$C13563)","v":0.9564348290060507},{"$f":"INDEX(ePrice!$F13564:$K13564,P_Off)*EPrice_Fac","v":105.87742877658333},15.55141824553718,null,15.55141824553718,13.478988304093566,1.7448509999999999,122.65540103244496,73.074428659649115,"G","G","G","|",".",".","."]
[9,6,4,{"$f":"INDEX(Assump!$C$30:$N$30,$A13568)*INDEX(Assump!$C$56:$FN$56,($B13568-1)*Hrs_in_dy+$C13568)","v":0.9564348290060507},{"$f":"INDEX(ePrice!$F13569:$K13569,P_Off)*EPrice_Fac","v":71.956056044274007},15.55141824553718,null,15.55141824553718,13.478988304093566,1.7448509999999999,88.391388171526444,73.074428659649115,"G","G","G","|",".",".","."]
[9,6,15,{"$f":"INDEX(Assump!$C$30:$N$30,$A13579)*INDEX(Assump!$C$56:$FN$56,($B13579-1)*Hrs_in_dy+$C13579)","v":0.9564348290060507},{"$f":"INDEX(ePrice!$F13580:$K13580,P_Off)*EPrice_Fac","v":51.967261055277497},15.55141824553718,null,15.55141824553718,13.478988304093566,1.7448509999999999,68.200686162439069,73.074428659649115,"E","G","G","|",".",".","."]
[9,6,20,{"$f":"INDEX(Assump!$C$30:$N$30,$A13584)*INDEX(Assump!$C$56:$FN$56,($B13584-1)*Hrs_in_dy+$C13584)","v":0.9564348290060507},{"$f":"INDEX(ePrice!$F13585:$K13585,P_Off)*EPrice_Fac","v":89.168295625899418},15.55141824553718,null,15.55141824553718,13.478988304093566,1.7448509999999999,105.77748875902687,73.074428659649115,"G","G","G","|",".",".","."]
[9,7,11,{"$f":"INDEX(Assump!$C$30:$N$30,$A13599)*INDEX(Assump!$C$56:$FN$56,($B13599-1)*Hrs_in_dy+$C13599)","v":0.9564348290060507},{"$f":"INDEX(ePrice!$F13600:$K13600,P_Off)*EPrice_Fac","v":114.13926471167228},15.55141824553718,null,15.55141824553718,13.478988304093566,1.7448509999999999,131.00068985576715,73.074428659649115,"G","G","G","|",".",".","."]
[9,7,17,{"$f":"INDEX(Assump!$C$30:$N$30,$A13605)*INDEX(Assump!$C$56:$FN$56,($B13605-1)*Hrs_in_dy+$C13605)","v":0.9564348290060507},{"$f":"INDEX(ePrice!$F13606:$K13606,P_Off)*EPrice_Fac","v":87.888195405617921},15.55141824553718,null,15.55141824553718,13.478988304093566,1.7448509999999999,104.48445823349,73.074428659649115,"G","G","G","|",".",".","."]
[8,1,2,{"$f":"INDEX(Assump!$C$30:$N$30,$A13614)*INDEX(Assump!$C$56:$FN$56,($B13614-1)*Hrs_in_dy+$C13614)","v":0.69904249160949716},{"$f":"INDEX(ePrice!$F13615:$K13615,P_Off)*EPrice_Fac","v":91.25406152584479},15.55141824553718,null,15.55141824553718,13.478988304093566,1.7448509999999999,107.88432300139593,73.074428659649115,"G","G","G","|",".",".","."]
[8,1,13,{"$f":"INDEX(Assump!$C$30:$N$30,$A13625)*INDEX(Assump!$C$56:$FN$56,($B13625-1)*Hrs_in_dy+$C13625)","v":0.69904249160949716},{"$f":"INDEX(ePrice!$F13626:$K13626,P_Off)*EPrice_Fac","v":97.724900959979109},15.55141824553718,null,15.55141824553718,13.478988304093566,1.7448509999999999,114.42052445001646,73.074428659649115,"G","G","G","|",".",".","."]
[8,2,4,{"$f":"INDEX(Assump!$C$30:$N$30,$A13640)*INDEX(Assump!$C$56:$FN$56,($B13640-1)*Hrs_in_dy+$C13640)","v":0.69904249160949716},{"$f":"INDEX(ePrice!$F13641:$K13641,P_Off)*EPrice_Fac","v":92.12952803752178},15.55141824553718,null,15.55141824553718,13.478988304093566,1.7448509999999999,108.76863260915046,73.074428659649115,"G","G","G","|",".",".","."]
[8,2,9,{"$f":"INDEX(Assump!$C$30:$N$30,$A13645)*INDEX(Assump!$C$56:$FN$56,($B13645-1)*Hrs_in_dy+$C13645)","v":0.69904249160949716},{"$f":"INDEX(ePrice!$F13646:$K13646,P_Off)*EPrice_Fac","v":113.62794046339862},15.55141824553718,null,15.55141824553718,13.478988304093566,1.7448509999999999,130.48420071609678,73.074428659649115,"G","G","G","|",".",".","."]
[8,2,20,{"$f":"INDEX(Assump!$C$30:$N$30,$A13656)*INDEX(Assump!$C$56:$FN$56,($B13656-1)*Hrs_in_dy+$C13656)","v":0.69904249160949716},{"$f":"INDEX(ePrice!$F13657:$K13657,P_Off)*EPrice_Fac","v":114.85359357974642},15.55141824553718,null,15.55141824553718,13.478988304093566,1.7448509999999999,131.72223416695311,73.074428659649115,"G","G","G","|",".",".","."]
[8,3,11,{"$f":"INDEX(Assump!$C$30:$N$30,$A13671)*INDEX(Assump!$C$56:$FN$56,($B13671-1)*Hrs_in_dy+$C13671)","v":0.69904249160949716},{"$f":"INDEX(ePrice!$F13672:$K13672,P_Off)*EPrice_Fac","v":101.37902205219613},15.55141824553718,null,15.55141824553718,13.478988304093566,1.7448509999999999,118.11155585629628,73.074428659649115,"G","G","G","|",".",".","."]
[8,3,20,{"$f":"INDEX(Assump!$C$30:$N$30,$A13680)*INDEX(Assump!$C$56:$FN$56,($B13680-1)*Hrs_in_dy+$C13680)","v":0.69904249160949716},{"$f":"INDEX(ePrice!$F13681:$K13681,P_Off)*EPrice_Fac","v":117.27444880334019},15.55141824553718,null,15.55141824553718,13.478988304093566,1.7448509999999999,134.16754247361351,73.074428659649115,"G","G","G","|",".",".","."]
[8,4,2,{"$f":"INDEX(Assump!$C$30:$N$30,$A13686)*INDEX(Assump!$C$56:$FN$56,($B13686-1)*Hrs_in_dy+$C13686)","v":0.69904249160949716},{"$f":"INDEX(ePrice!$F13687:$K13687,P_Off)*EPrice_Fac","v":79.45429549889397},15.55141824553718,null,15.55141824553718,13.478988304093566,1.7448509999999999,95.965367418617319,73.074428659649115,"G","G","G","|",".",".","."]
[8,4,17,{"$f":"INDEX(Assump!$C$30:$N$30,$A13701)*INDEX(Assump!$C$56:$FN$56,($B13701-1)*Hrs_in_dy+$C13701)","v":0.69904249160949716},{"$f":"INDEX(ePrice!$F13702:$K13702,P_Off)*EPrice_Fac","v":99.270289671895867},{"$f":"Nwk_Elec_Var","v":15.55141824553718},null,15.55141824553718,{"$f":"IF(Other_fuel=\"Gas\",\nCHOOSE(Gas_price_option,Other_fuel_price_wholesale_flex,Gas_elec_m*$E13701+Gas_elec_c),\nOther_fuel_price_wholesale_flex)","v":13.478988304093566},{"$f":"IF(Other_fuel=\"Gas\",Nwk_Gas_Var,0)","v":1.7448509999999999},115.98152314892226,73.074428659649115,{"$f":"IF(K13701<L13701,ID_E,ID_O)","v":"G"},{"$f":"IF($C13701=1,IF(SUM($D13701:$D13724)=0,\".\",IF(SUMPRODUCT($K13701:$K13724,$D13701:$D13724)<SUMPRODUCT($L13701:$L13724,$D13701:$D13724),ID_E,ID_O)),N13700)","v":"G"},{"$f":"IF(SUM($B13701:$C13701)=2,IF(SUMPRODUCT($K13701:$K13868,$D13701:$D13868)<SUMPRODUCT($L13701:$L13868,$D13701:$D13868),ID_E,ID_O),O13700)","v":"G"},"|",{"$f":"IF($C13701=1,SUMIFS($D13701:$D13724,M13701:M13724,ID_O),\".\")","v":"."},{"$f":"IF($C13701=1,SUMIFS($D13701:$D13724,N13701:N13724,ID_O),\".\")","v":"."},{"$f":"IF($C13701=1,SUMIFS($D13701:$D13724,O13701:O13724,ID_O),\".\")","v":"."}]
[8,4,18,{"$f":"INDEX(Assump!$C$30:$N$30,$A13702)*INDEX(Assump!$C$56:$FN$56,($B13702-1)*Hrs_in_dy+$C13702)","v":0.69904249160949716},{"$f":"INDEX(ePrice!$F13703:$K13703,P_Off)*EPrice_Fac","v":98.851588296746016},15.55141824553718,null,{"$f":"SUM($F13702:$G13702)","v":15.55141824553718},13.478988304093566,1.7448509999999999,{"$f":"SUM(E13702,H13702)/COP_Elec","v":115.55859246695272},{"$f":"SUM(I13702:J13702)*GJ_MWh/COP_Other","v":73.074428659649115},"G","G","G","|",".",".","."]
[8,5,9,{"$f":"INDEX(Assump!$C$30:$N$30,$A13717)*INDEX(Assump!$C$56:$FN$56,($B13717-1)*Hrs_in_dy+$C13717)","v":0.69904249160949716},{"$f":"INDEX(ePrice!$F13718:$K13718,P_Off)*EPrice_Fac","v":114.06864995634108},15.55141824553718,null,15.55141824553718,13.478988304093566,1.7448509999999999,130.92936182007907,73.074428659649115,"G","G","G","|",".",".","."]
[8,5,14,{"$f":"INDEX(Assump!$C$30:$N$30,$A13722)*INDEX(Assump!$C$56:$FN$56,($B13722-1)*Hrs_in_dy+$C13722)","v":0.69904249160949716},{"$f":"INDEX(ePrice!$F13723:$K13723,P_Off)*EPrice_Fac","v":104.2503692025733},15.55141824553718,null,15.55141824553718,13.478988304093566,1.7448509999999999,121.01190651324291,73.074428659649115,"G","G","G","|",".",".","."]
[8,6,6,{"$f":"INDEX(Assump!$C$30:$N$30,$A13738)*INDEX(Assump!$C$56:$FN$56,($B13738-1)*Hrs_in_dy+$C13738)","v":0.69904249160949716},{"$f":"INDEX(ePrice!$F13739:$K13739,P_Off)*EPrice_Fac","v":83.255398367076054},15.55141824553718,null,15.55141824553718,13.478988304093566,1.7448509999999999,99.804865265265889,73.074428659649115,"G","G","G","|",".",".","."]
[8,6,15,{"$f":"INDEX(Assump!$C$30:$N$30,$A13747)*INDEX(Assump!$C$56:$FN$56,($B13747-1)*Hrs_in_dy+$C13747)","v":0.69904249160949716},{"$f":"INDEX(ePrice!$F13748:$K13748,P_Off)*EPrice_Fac","v":101.63165788700267},15.55141824553718,null,15.55141824553718,13.478988304093566,1.7448509999999999,118.36674356822208,73.074428659649115,"G","G","G","|",".",".","."]
[8,7,2,{"$f":"INDEX(Assump!$C$30:$N$30,$A13758)*INDEX(Assump!$C$56:$FN$56,($B13758-1)*Hrs_in_dy+$C13758)","v":0.69904249160949716},{"$f":"INDEX(ePrice!$F13759:$K13759,P_Off)*EPrice_Fac","v":89.436160809301882},15.55141824553718,null,15.55141824553718,13.478988304093566,1.7448509999999999,106.04805965135259,73.074428659649115,"G","G","G","|",".",".","."]
[8,7,7,{"$f":"INDEX(Assump!$C$30:$N$30,$A13763)*INDEX(Assump!$C$56:$FN$56,($B13763-1)*Hrs_in_dy+$C13763)","v":0.69904249160949716},{"$f":"INDEX(ePrice!$F13764:$K13764,P_Off)*EPrice_Fac","v":81.746054669340822},15.55141824553718,null,15.55141824553718,13.478988304093566,1.7448509999999999,98.280275671593941,73.074428659649115,"G","G","G","|",".",".","."]
[8,7,22,{"$f":"INDEX(Assump!$C$30:$N$30,$A13778)*INDEX(Assump!$C$56:$FN$56,($B13778-1)*Hrs_in_dy+$C13778)","v":0.69904249160949716},{"$f":"INDEX(ePrice!$F13779:$K13779,P_Off)*EPrice_Fac","v":100.22796824810888},15.55141824553718,null,15.55141824553718,13.478988304093566,1.7448509999999999,116.94887524610714,73.074428659649115,"G","G","G","|",".",".","."]
[8,1,9,{"$f":"INDEX(Assump!$C$30:$N$30,$A13789)*INDEX(Assump!$C$56:$FN$56,($B13789-1)*Hrs_in_dy+$C13789)","v":0.69904249160949716},{"$f":"INDEX(ePrice!$F13790:$K13790,P_Off)*EPrice_Fac","v":99.894535358482955},15.55141824553718,null,15.55141824553718,13.478988304093566,1.7448509999999999,116.61207434749508,73.074428659649115,"G","G","G","|",".",".","."]
[8,1,16,{"$f":"INDEX(Assump!$C$30:$N$30,$A13796)*INDEX(Assump!$C$56:$FN$56,($B13796-1)*Hrs_in_dy+$C13796)","v":0.69904249160949716},{"$f":"INDEX(ePrice!$F13797:$K13797,P_Off)*EPrice_Fac","v":111.55727184447565},15.55141824553718,null,15.55141824553718,13.478988304093566,1.7448509999999999,128.3926162525382,73.074428659649115,"G","G","G","|",".",".","."]
[8,2,4,{"$f":"INDEX(Assump!$C$30:$N$30,$A13808)*INDEX(Assump!$C$56:$FN$56,($B13808-1)*Hrs_in_dy+$C13808)","v":0.69904249160949716},{"$f":"INDEX(ePrice!$F13809:$K13809,P_Off)*EPrice_Fac","v":58.945540868825908},15.55141824553718,null,15.55141824553718,13.478988304093566,1.7448509999999999,75.249453650871814,73.074428659649115,"G","G","G","|",".",".","."]
[8,2,15,{"$f":"INDEX(Assump!$C$30:$N$30,$A13819)*INDEX(Assump!$C$56:$FN$56,($B13819-1)*Hrs_in_dy+$C13819)","v":0.69904249160949716},{"$f":"INDEX(ePrice!$F13820:$K13820,P_Off)*EPrice_Fac","v":90.74400712338948},15.55141824553718,null,15.55141824553718,13.478988304093566,1.7448509999999999,107.36911653426935,73.074428659649115,"G","G","G","|",".",".","."]
[8,2,20,{"$f":"INDEX(Assump!$C$30:$N$30,$A13824)*INDEX(Assump!$C$56:$FN$56,($B13824-1)*Hrs_in_dy+$C13824)","v":0.69904249160949716},{"$f":"INDEX(ePrice!$F13825:$K13825,P_Off)*EPrice_Fac","v":128.00081675945222},15.55141824553718,null,15.55141824553718,13.478988304093566,1.7448509999999999,145.00225758079736,73.074428659649115,"G","G","G","|",".",".","."]
[8,3,7,{"$f":"INDEX(Assump!$C$30:$N$30,$A13835)*INDEX(Assump!$C$56:$FN$56,($B13835-1)*Hrs_in_dy+$C13835)","v":0.69904249160949716},{"$f":"INDEX(ePrice!$F13836:$K13836,P_Off)*EPrice_Fac","v":75.731659636197861},15.55141824553718,null,15.55141824553718,13.478988304093566,1.7448509999999999,92.205129173469743,73.074428659649115,"G","G","G","|",".",".","."]
[8,3,12,{"$f":"INDEX(Assump!$C$30:$N$30,$A13840)*INDEX(Assump!$C$56:$FN$56,($B13840-1)*Hrs_in_dy+$C13840)","v":0.69904249160949716},{"$f":"INDEX(ePrice!$F13841:$K13841,P_Off)*EPrice_Fac","v":89.191005659197245},15.55141824553718,null,15.55141824553718,13.478988304093566,1.7448509999999999,105.80042818660043,73.074428659649115,"G","G","G","|",".",".","."]
[8,4,3,{"$f":"INDEX(Assump!$C$30:$N$30,$A13855)*INDEX(Assump!$C$56:$FN$56,($B13855-1)*Hrs_in_dy+$C13855)","v":0.69904249160949716},{"$f":"INDEX(ePrice!$F13856:$K13856,P_Off)*EPrice_Fac","v":79.401006232965798},15.55141824553718,null,15.55141824553718,13.478988304093566,1.7448509999999999,95.911539877275729,73.074428659649115,"G","G","G","|",".",".","."]
[8,4,10,{"$f":"INDEX(Assump!$C$30:$N$30,$A13862)*INDEX(Assump!$C$56:$FN$56,($B13862-1)*Hrs_in_dy+$C13862)","v":0.69904249160949716},{"$f":"INDEX(ePrice!$F13863:$K13863,P_Off)*EPrice_Fac","v":120.82199136370087},15.55141824553718,null,15.55141824553718,13.478988304093566,1.7448509999999999,137.75091879721015,73.074428659649115,"G","G","G","|",".",".","."]
[8,4,18,{"$f":"INDEX(Assump!$C$30:$N$30,$A13870)*INDEX(Assump!$C$56:$FN$56,($B13870-1)*Hrs_in_dy+$C13870)","v":0.69904249160949716},{"$f":"INDEX(ePrice!$F13871:$K13871,P_Off)*EPrice_Fac","v":85.643463098836548},15.55141824553718,null,15.55141824553718,13.478988304093566,1.7448509999999999,102.21705186300376,73.074428659649115,"G","G","G","|",".",".","."]
[8,5,5,{"$f":"INDEX(Assump!$C$30:$N$30,$A13881)*INDEX(Assump!$C$56:$FN$56,($B13881-1)*Hrs_in_dy+$C13881)","v":0.69904249160949716},{"$f":"INDEX(ePrice!$F13882:$K13882,P_Off)*EPrice_Fac","v":74.635423308532765},15.55141824553718,null,15.55141824553718,13.478988304093566,1.7448509999999999,91.097819751585803,73.074428659649115,"G","G","G","|",".",".","."]
[8,5,20,{"$f":"INDEX(Assump!$C$30:$N$30,$A13896)*INDEX(Assump!$C$56:$FN$56,($B13896-1)*Hrs_in_dy+$C13896)","v":0.69904249160949716},{"$f":"INDEX(ePrice!$F13897:$K13897,P_Off)*EPrice_Fac","v":121.09605044561717},15.55141824553718,null,15.55141824553718,13.478988304093566,1.7448509999999999,138.02774615268117,73.074428659649115,"G","G","G","|",".",".","."]
[8,6,1,{"$f":"INDEX(Assump!$C$30:$N$30,$A13901)*INDEX(Assump!$C$56:$FN$56,($B13901-1)*Hrs_in_dy+$C13901)","v":0.69904249160949716},{"$f":"INDEX(ePrice!$F13902:$K13902,P_Off)*EPrice_Fac","v":81.905601731589556},15.55141824553718,null,15.55141824553718,13.478988304093566,1.7448509999999999,98.441434320330032,73.074428659649115,"G","G","G","|",16.777019798627929,16.777019798627929,16.777019798627929]
[8,6,12,{"$f":"INDEX(Assump!$C$30:$N$30,$A13912)*INDEX(Assump!$C$56:$FN$56,($B13912-1)*Hrs_in_dy+$C13912)","v":0.69904249160949716},{"$f":"INDEX(ePrice!$F13913:$K13913,P_Off)*EPrice_Fac","v":87.219302819855145},15.55141824553718,null,15.55141824553718,13.478988304093566,1.7448509999999999,103.80880915696194,73.074428659649115,"G","G","G","|",".",".","."]
[8,6,20,{"$f":"INDEX(Assump!$C$30:$N$30,$A13920)*INDEX(Assump!$C$56:$FN$56,($B13920-1)*Hrs_in_dy+$C13920)","v":0.69904249160949716},{"$f":"INDEX(ePrice!$F13921:$K13921,P_Off)*EPrice_Fac","v":187.23564221474533},15.55141824553718,null,15.55141824553718,13.478988304093566,1.7448509999999999,204.83541460634598,73.074428659649115,"G","G","G","|",".",".","."]
[8,7,7,{"$f":"INDEX(Assump!$C$30:$N$30,$A13931)*INDEX(Assump!$C$56:$FN$56,($B13931-1)*Hrs_in_dy+$C13931)","v":0.69904249160949716},{"$f":"INDEX(ePrice!$F13932:$K13932,P_Off)*EPrice_Fac","v":71.902445241645452},15.55141824553718,null,15.55141824553718,13.478988304093566,1.7448509999999999,88.337235845639015,73.074428659649115,"G","G","G","|",".",".","."]
[8,7,18,{"$f":"INDEX(Assump!$C$30:$N$30,$A13942)*INDEX(Assump!$C$56:$FN$56,($B13942-1)*Hrs_in_dy+$C13942)","v":0.69904249160949716},{"$f":"INDEX(ePrice!$F13943:$K13943,P_Off)*EPrice_Fac","v":83.991495855063448},15.55141824553718,null,15.55141824553718,13.478988304093566,1.7448509999999999,100.54839808141477,73.074428659649115,"G","G","G","|",".",".","."]
[8,1,9,{"$f":"INDEX(Assump!$C$30:$N$30,$A13957)*INDEX(Assump!$C$56:$FN$56,($B13957-1)*Hrs_in_dy+$C13957)","v":0.69904249160949716},{"$f":"INDEX(ePrice!$F13958:$K13958,P_Off)*EPrice_Fac","v":110.97601364601613},{"$f":"Nwk_Elec_Var","v":15.55141824553718},null,15.55141824553718,{"$f":"IF(Other_fuel=\"Gas\",\nCHOOSE(Gas_price_option,Other_fuel_price_wholesale_flex,Gas_elec_m*$E13957+Gas_elec_c),\nOther_fuel_price_wholesale_flex)","v":13.478988304093566},{"$f":"IF(Other_fuel=\"Gas\",Nwk_Gas_Var,0)","v":1.7448509999999999},127.80548675914476,73.074428659649115,{"$f":"IF(K13957<L13957,ID_E,ID_O)","v":"G"},{"$f":"IF($C13957=1,IF(SUM($D13957:$D13980)=0,\".\",IF(SUMPRODUCT($K13957:$K13980,$D13957:$D13980)<SUMPRODUCT($L13957:$L13980,$D13957:$D13980),ID_E,ID_O)),N13956)","v":"G"},{"$f":"IF(SUM($B13957:$C13957)=2,IF(SUMPRODUCT($K13957:$K14124,$D13957:$D14124)<SUMPRODUCT($L13957:$L14124,$D13957:$D14124),ID_E,ID_O),O13956)","v":"G"},"|",{"$f":"IF($C13957=1,SUMIFS($D13957:$D13980,M13957:M13980,ID_O),\".\")","v":"."},{"$f":"IF($C13957=1,SUMIFS($D13957:$D13980,N13957:N13980,ID_O),\".\")","v":"."},{"$f":"IF($C13957=1,SUMIFS($D13957:$D13980,O13957:O13980,ID_O),\".\")","v":"."}]
[8,1,10,{"$f":"INDEX(Assump!$C$30:$N$30,$A13958)*INDEX(Assump!$C$56:$FN$56,($B13958-1)*Hrs_in_dy+$C13958)","v":0.69904249160949716},{"$f":"INDEX(ePrice!$F13959:$K13959,P_Off)*EPrice_Fac","v":137.8284692668083},15.55141824553718,null,{"$f":"SUM($F13958:$G13958)","v":15.55141824553718},13.478988304093566,1.7448509999999999,{"$f":"SUM(E13958,H13958)/COP_Elec","v":154.92917930539949},{"$f":"SUM(I13958:J13958)*GJ_MWh/COP_Other","v":73.074428659649115},"G","G","G","|",".",".","."]
[8,2,1,{"$f":"INDEX(Assump!$C$30:$N$30,$A13973)*INDEX(Assump!$C$56:$FN$56,($B13973-1)*Hrs_in_dy+$C13973)","v":0.69904249160949716},{"$f":"INDEX(ePrice!$F13974:$K13974,P_Off)*EPrice_Fac","v":87.26566159032744},15.55141824553718,null,15.55141824553718,13.478988304093566,1.7448509999999999,103.85563619784305,73.074428659649115,"G","G","G","|",16.777019798627929,16.777019798627929,16.777019798627929]
[8,2,6,{"$f":"INDEX(Assump!$C$30:$N$30,$A13978)*INDEX(Assump!$C$56:$FN$56,($B13978-1)*Hrs_in_dy+$C13978)","v":0.69904249160949716},{"$f":"INDEX(ePrice!$F13979:$K13979,P_Off)*EPrice_Fac","v":94.410895055348007},15.55141824553718,null,15.55141824553718,13.478988304093566,1.7448509999999999,111.07304373826787,73.074428659649115,"G","G","G","|",".",".","."]
[8,2,16,{"$f":"INDEX(Assump!$C$30:$N$30,$A13988)*INDEX(Assump!$C$56:$FN$56,($B13988-1)*Hrs_in_dy+$C13988)","v":0.69904249160949716},{"$f":"INDEX(ePrice!$F13989:$K13989,P_Off)*EPrice_Fac","v":87.567663364478491},15.55141824553718,null,15.55141824553718,13.478988304093566,1.7448509999999999,104.16068849496533,73.074428659649115,"G","G","G","|",".",".","."]
[8,3,7,{"$f":"INDEX(Assump!$C$30:$N$30,$A14003)*INDEX(Assump!$C$56:$FN$56,($B14003-1)*Hrs_in_dy+$C14003)","v":0.69904249160949716},{"$f":"INDEX(ePrice!$F14004:$K14004,P_Off)*EPrice_Fac","v":90.022230975663604},15.55141824553718,null,15.55141824553718,13.478988304093566,1.7448509999999999,106.64004971838463,73.074428659649115,"G","G","G","|",".",".","."]
[8,3,12,{"$f":"INDEX(Assump!$C$30:$N$30,$A14008)*INDEX(Assump!$C$56:$FN$56,($B14008-1)*Hrs_in_dy+$C14008)","v":0.69904249160949716},{"$f":"INDEX(ePrice!$F14009:$K14009,P_Off)*EPrice_Fac","v":79.998342301713905},15.55141824553718,null,15.55141824553718,13.478988304093566,1.7448509999999999,96.514909643687957,73.074428659649115,"G","G","G","|",".",".","."]
[8,3,23,{"$f":"INDEX(Assump!$C$30:$N$30,$A14019)*INDEX(Assump!$C$56:$FN$56,($B14019-1)*Hrs_in_dy+$C14019)","v":0.69904249160949716},{"$f":"INDEX(ePrice!$F14020:$K14020,P_Off)*EPrice_Fac","v":80.396727620806786},15.55141824553718,null,15.55141824553718,13.478988304093566,1.7448509999999999,96.917319056913101,73.074428659649115,"G","G","G","|",".",".","."]
[8,4,14,{"$f":"INDEX(Assump!$C$30:$N$30,$A14034)*INDEX(Assump!$C$56:$FN$56,($B14034-1)*Hrs_in_dy+$C14034)","v":0.69904249160949716},{"$f":"INDEX(ePrice!$F14035:$K14035,P_Off)*EPrice_Fac","v":64.711912073940624},15.55141824553718,null,15.55141824553718,13.478988304093566,1.7448509999999999,81.074071029775553,73.074428659649115,"G","G","G","|",".",".","."]
[8,4,20,{"$f":"INDEX(Assump!$C$30:$N$30,$A14040)*INDEX(Assump!$C$56:$FN$56,($B14040-1)*Hrs_in_dy+$C14040)","v":0.69904249160949716},{"$f":"INDEX(ePrice!$F14041:$K14041,P_Off)*EPrice_Fac","v":79.985491162388342},15.55141824553718,null,15.55141824553718,13.478988304093566,1.7448509999999999,96.501928694874266,73.074428659649115,"G","G","G","|",".",".","."]
[8,5,5,{"$f":"INDEX(Assump!$C$30:$N$30,$A14049)*INDEX(Assump!$C$56:$FN$56,($B14049-1)*Hrs_in_dy+$C14049)","v":0.69904249160949716},{"$f":"INDEX(ePrice!$F14050:$K14050,P_Off)*EPrice_Fac","v":32.063592617313446},15.55141824553718,null,15.55141824553718,13.478988304093566,1.7448509999999999,48.095970568535982,73.074428659649115,"E","G","G","|",".",".","."]
[8,5,20,{"$f":"INDEX(Assump!$C$30:$N$30,$A14064)*INDEX(Assump!$C$56:$FN$56,($B14064-1)*Hrs_in_dy+$C14064)","v":0.69904249160949716},{"$f":"INDEX(ePrice!$F14065:$K14065,P_Off)*EPrice_Fac","v":85.864887403839589},15.55141824553718,null,15.55141824553718,13.478988304093566,1.7448509999999999,102.44071277714825,73.074428659649115,"G","G","G","|",".",".","."]
[8,6,7,{"$f":"INDEX(Assump!$C$30:$N$30,$A14075)*INDEX(Assump!$C$56:$FN$56,($B14075-1)*Hrs_in_dy+$C14075)","v":0.69904249160949716},{"$f":"INDEX(ePrice!$F14076:$K14076,P_Off)*EPrice_Fac","v":34.016965794801081},15.55141824553718,null,15.55141824553718,13.478988304093566,1.7448509999999999,50.069074788220462,73.074428659649115,"E","G","G","|",".",".","."]
[8,6,12,{"$f":"INDEX(Assump!$C$30:$N$30,$A14080)*INDEX(Assump!$C$56:$FN$56,($B14080-1)*Hrs_in_dy+$C14080)","v":0.69904249160949716},{"$f":"INDEX(ePrice!$F14081:$K14081,P_Off)*EPrice_Fac","v":68.406614630043876},15.55141824553718,null,15.55141824553718,13.478988304093566,1.7448509999999999,84.806093813718235,73.074428659649115,"G","G","G","|",".",".","."]
[8,6,23,{"$f":"INDEX(Assump!$C$30:$N$30,$A14091)*INDEX(Assump!$C$56:$FN$56,($B14091-1)*Hrs_in_dy+$C14091)","v":0.69904249160949716},{"$f":"INDEX(ePrice!$F14092:$K14092,P_Off)*EPrice_Fac","v":89.649547935221889},15.55141824553718,null,15.55141824553718,13.478988304093566,1.7448509999999999,106.26360220278694,73.074428659649115,"G","G","G","|",".",".","."]
[8,7,4,{"$f":"INDEX(Assump!$C$30:$N$30,$A14096)*INDEX(Assump!$C$56:$FN$56,($B14096-1)*Hrs_in_dy+$C14096)","v":0.69904249160949716},{"$f":"INDEX(ePrice!$F14097:$K14097,P_Off)*EPrice_Fac","v":79.972640023062766},15.55141824553718,null,15.55141824553718,13.478988304093566,1.7448509999999999,96.488947746060546,73.074428659649115,"G","G","G","|",".",".","."]
[8,7,19,{"$f":"INDEX(Assump!$C$30:$N$30,$A14111)*INDEX(Assump!$C$56:$FN$56,($B14111-1)*Hrs_in_dy+$C14111)","v":0.69904249160949716},{"$f":"INDEX(ePrice!$F14112:$K14112,P_Off)*EPrice_Fac","v":86.822297283595049},15.55141824553718,null,15.55141824553718,13.478988304093566,1.7448509999999999,103.40779346376992,73.074428659649115,"G","G","G","|",".",".","."]
[8,1,5,{"$f":"INDEX(Assump!$C$30:$N$30,$A14121)*INDEX(Assump!$C$56:$FN$56,($B14121-1)*Hrs_in_dy+$C14121)","v":0.69904249160949716},{"$f":"INDEX(ePrice!$F14122:$K14122,P_Off)*EPrice_Fac","v":35.942470165903153},15.55141824553718,null,15.55141824553718,13.478988304093566,1.7448509999999999,52.014028698424575,73.074428659649115,"E","G","G","|",".",".","."]
[8,1,10,{"$f":"INDEX(Assump!$C$30:$N$30,$A14126)*INDEX(Assump!$C$56:$FN$56,($B14126-1)*Hrs_in_dy+$C14126)","v":0.69904249160949716},{"$f":"INDEX(ePrice!$F14127:$K14127,P_Off)*EPrice_Fac","v":139.68862689477439},15.55141824553718,null,15.55141824553718,13.478988304093566,1.7448509999999999,156.80812640435511,73.074428659649115,"G","G","G","|",".",".","."]
[8,2,1,{"$f":"INDEX(Assump!$C$30:$N$30,$A14141)*INDEX(Assump!$C$56:$FN$56,($B14141-1)*Hrs_in_dy+$C14141)","v":0.69904249160949716},{"$f":"INDEX(ePrice!$F14142:$K14142,P_Off)*EPrice_Fac","v":118.2020261705966},15.55141824553718,null,15.55141824553718,13.478988304093566,1.7448509999999999,135.10448930922604,73.074428659649115,"G","G","G","|",9.0875523909234648,16.777019798627929,16.777019798627929]
[8,2,12,{"$f":"INDEX(Assump!$C$30:$N$30,$A14152)*INDEX(Assump!$C$56:$FN$56,($B14152-1)*Hrs_in_dy+$C14152)","v":0.69904249160949716},{"$f":"INDEX(ePrice!$F14153:$K14153,P_Off)*EPrice_Fac","v":55.336999630424366},15.55141824553718,null,15.55141824553718,13.478988304093566,1.7448509999999999,71.604462500971266,73.074428659649115,"E","G","G","|",".",".","."]
[8,2,17,{"$f":"INDEX(Assump!$C$30:$N$30,$A14157)*INDEX(Assump!$C$56:$FN$56,($B14157-1)*Hrs_in_dy+$C14157)","v":0.69904249160949716},{"$f":"INDEX(ePrice!$F14158:$K14158,P_Off)*EPrice_Fac","v":59.635462983598536},15.55141824553718,null,15.55141824553718,13.478988304093566,1.7448509999999999,75.946344675894665,73.074428659649115,"G","G","G","|",".",".","."]
[9,3,9,{"$f":"INDEX(Assump!$C$30:$N$30,$A14173)*INDEX(Assump!$C$56:$FN$56,($B14173-1)*Hrs_in_dy+$C14173)","v":0.9564348290060507},{"$f":"INDEX(ePrice!$F14174:$K14174,P_Off)*EPrice_Fac","v":13.729932146707917},15.55141824553718,null,15.55141824553718,13.478988304093566,1.7448509999999999,29.57712160832838,73.074428659649115,"E","E","G","|",".",".","."]
[9,3,18,{"$f":"INDEX(Assump!$C$30:$N$30,$A14182)*INDEX(Assump!$C$56:$FN$56,($B14182-1)*Hrs_in_dy+$C14182)","v":0.9564348290060507},{"$f":"INDEX(ePrice!$F14183:$K14183,P_Off)*EPrice_Fac","v":63.499507168100855},15.55141824553718,null,15.55141824553718,13.478988304093566,1.7448509999999999,79.849419609735392,73.074428659649115,"G","E","G","|",".",".","."]
[9,3,23,{"$f":"INDEX(Assump!$C$30:$N$30,$A14187)*INDEX(Assump!$C$56:$FN$56,($B14187-1)*Hrs_in_dy+$C14187)","v":0.9564348290060507},{"$f":"INDEX(ePrice!$F14188:$K14188,P_Off)*EPrice_Fac","v":76.217699935138782},15.55141824553718,null,15.55141824553718,13.478988304093566,1.7448509999999999,92.696078970379759,73.074428659649115,"G","E","G","|",".",".","."]
[9,4,10,{"$f":"INDEX(Assump!$C$30:$N$30,$A14198)*INDEX(Assump!$C$56:$FN$56,($B14198-1)*Hrs_in_dy+$C14198)","v":0.9564348290060507},{"$f":"INDEX(ePrice!$F14199:$K14199,P_Off)*EPrice_Fac","v":81.510754542903797},15.55141824553718,null,15.55141824553718,13.478988304093566,1.7448509999999999,98.042598776203008,73.074428659649115,"G","G","G","|",".",".","."]
[9,5,1,{"$f":"INDEX(Assump!$C$30:$N$30,$A14213)*INDEX(Assump!$C$56:$FN$56,($B14213-1)*Hrs_in_dy+$C14213)","v":0.9564348290060507},{"$f":"INDEX(ePrice!$F14214:$K14214,P_Off)*EPrice_Fac","v":115.08678344788393},{"$f":"Nwk_Elec_Var","v":15.55141824553718},null,15.55141824553718,{"$f":"IF(Other_fuel=\"Gas\",\nCHOOSE(Gas_price_option,Other_fuel_price_wholesale_flex,Gas_elec_m*$E14213+Gas_elec_c),\nOther_fuel_price_wholesale_flex)","v":13.478988304093566},{"$f":"IF(Other_fuel=\"Gas\",Nwk_Gas_Var,0)","v":1.7448509999999999},131.95777948830414,73.074428659649115,{"$f":"IF(K14213<L14213,ID_E,ID_O)","v":"G"},{"$f":"IF($C14213=1,IF(SUM($D14213:$D14236)=0,\".\",IF(SUMPRODUCT($K14213:$K14236,$D14213:$D14236)<SUMPRODUCT($L14213:$L14236,$D14213:$D14236),ID_E,ID_O)),N14212)","v":"G"},{"$f":"IF(SUM($B14213:$C14213)=2,IF(SUMPRODUCT($K14213:$K14380,$D14213:$D14380)<SUMPRODUCT($L14213:$L14380,$D14213:$D14380),ID_E,ID_O),O14212)","v":"G"},"|",{"$f":"IF($C14213=1,SUMIFS($D14213:$D14236,M14213:M14236,ID_O),\".\")","v":13.390087606084714},{"$f":"IF($C14213=1,SUMIFS($D14213:$D14236,N14213:N14236,ID_O),\".\")","v":22.954435896145213},{"$f":"IF($C14213=1,SUMIFS($D14213:$D14236,O14213:O14236,ID_O),\".\")","v":22.954435896145213}]
[9,5,2,{"$f":"INDEX(Assump!$C$30:$N$30,$A14214)*INDEX(Assump!$C$56:$FN$56,($B14214-1)*Hrs_in_dy+$C14214)","v":0.9564348290060507},{"$f":"INDEX(ePrice!$F14215:$K14215,P_Off)*EPrice_Fac","v":23.149968856855565},15.55141824553718,null,{"$f":"SUM($F14214:$G14214)","v":15.55141824553718},13.478988304093566,1.7448509999999999,{"$f":"SUM(E14214,H14214)/COP_Elec","v":39.092310204437112},{"$f":"SUM(I14214:J14214)*GJ_MWh/COP_Other","v":73.074428659649115},"E","G","G","|",".",".","."]
[9,5,19,{"$f":"INDEX(Assump!$C$30:$N$30,$A14231)*INDEX(Assump!$C$56:$FN$56,($B14231-1)*Hrs_in_dy+$C14231)","v":0.9564348290060507},{"$f":"INDEX(ePrice!$F14232:$K14232,P_Off)*EPrice_Fac","v":160.08346365557946},15.55141824553718,null,15.55141824553718,13.478988304093566,1.7448509999999999,177.40897161728955,73.074428659649115,"G","G","G","|",".",".","."]
[9,5,21,{"$f":"INDEX(Assump!$C$30:$N$30,$A14233)*INDEX(Assump!$C$56:$FN$56,($B14233-1)*Hrs_in_dy+$C14233)","v":0.9564348290060507},{"$f":"INDEX(ePrice!$F14234:$K14234,P_Off)*EPrice_Fac","v":147.93687505784661},15.55141824553718,null,15.55141824553718,13.478988304093566,1.7448509999999999,165.13969020543817,73.074428659649115,"G","G","G","|",".",".","."]
[9,6,8,{"$f":"INDEX(Assump!$C$30:$N$30,$A14244)*INDEX(Assump!$C$56:$FN$56,($B14244-1)*Hrs_in_dy+$C14244)","v":0.9564348290060507},{"$f":"INDEX(ePrice!$F14245:$K14245,P_Off)*EPrice_Fac","v":27.139765958604993},15.55141824553718,null,15.55141824553718,13.478988304093566,1.7448509999999999,43.122408287012298,73.074428659649115,"E","G","G","|",".",".","."]
[9,6,23,{"$f":"INDEX(Assump!$C$30:$N$30,$A14259)*INDEX(Assump!$C$56:$FN$56,($B14259-1)*Hrs_in_dy+$C14259)","v":0.9564348290060507},{"$f":"INDEX(ePrice!$F14260:$K14260,P_Off)*EPrice_Fac","v":43.333312075017787},15.55141824553718,null,15.55141824553718,13.478988304093566,1.7448509999999999,59.479525576318146,73.074428659649115,"E","G","G","|",".",".","."]
[9,7,4,{"$f":"INDEX(Assump!$C$30:$N$30,$A14264)*INDEX(Assump!$C$56:$FN$56,($B14264-1)*Hrs_in_dy+$C14264)","v":0.9564348290060507},{"$f":"INDEX(ePrice!$F14265:$K14265,P_Off)*EPrice_Fac","v":14.284388190933841},15.55141824553718,null,15.55141824553718,13.478988304093566,1.7448509999999999,30.137178218657596,73.074428659649115,"E","G","G","|",".",".","."]
[9,7,15,{"$f":"INDEX(Assump!$C$30:$N$30,$A14275)*INDEX(Assump!$C$56:$FN$56,($B14275-1)*Hrs_in_dy+$C14275)","v":0.9564348290060507},{"$f":"INDEX(ePrice!$F14276:$K14276,P_Off)*EPrice_Fac","v":110.66256717746263},15.55141824553718,null,15.55141824553718,13.478988304093566,1.7448509999999999,127.48887416464628,73.074428659649115,"G","G","G","|",".",".","."]
[8,1,6,{"$f":"INDEX(Assump!$C$30:$N$30,$A14290)*INDEX(Assump!$C$56:$FN$56,($B14290-1)*Hrs_in_dy+$C14290)","v":0.69904249160949716},{"$f":"INDEX(ePrice!$F14291:$K14291,P_Off)*EPrice_Fac","v":58.19983411759862},15.55141824553718,null,15.55141824553718,13.478988304093566,1.7448509999999999,74.496214508217989,73.074428659649115,"G","G","G","|",".",".","."]
[8,1,13,{"$f":"INDEX(Assump!$C$30:$N$30,$A14297)*INDEX(Assump!$C$56:$FN$56,($B14297-1)*Hrs_in_dy+$C14297)","v":0.69904249160949716},{"$f":"INDEX(ePrice!$F14298:$K14298,P_Off)*EPrice_Fac","v":80.774729714329794},15.55141824553718,null,15.55141824553718,13.478988304093566,1.7448509999999999,97.299139353400989,73.074428659649115,"G","G","G","|",".",".","."]
[8,1,21,{"$f":"INDEX(Assump!$C$30:$N$30,$A14305)*INDEX(Assump!$C$56:$FN$56,($B14305-1)*Hrs_in_dy+$C14305)","v":0.69904249160949716},{"$f":"INDEX(ePrice!$F14306:$K14306,P_Off)*EPrice_Fac","v":68.265588998102018},15.55141824553718,null,15.55141824553718,13.478988304093566,1.7448509999999999,84.663643680443627,73.074428659649115,"G","G","G","|",".",".","."]
[8,2,12,{"$f":"INDEX(Assump!$C$30:$N$30,$A14320)*INDEX(Assump!$C$56:$FN$56,($B14320-1)*Hrs_in_dy+$C14320)","v":0.69904249160949716},{"$f":"INDEX(ePrice!$F14321:$K14321,P_Off)*EPrice_Fac","v":72.082990787249059},15.55141824553718,null,15.55141824553718,13.478988304093566,1.7448509999999999,88.519605083622466,73.074428659649115,"G","G","G","|",".",".","."]
[8,2,23,{"$f":"INDEX(Assump!$C$30:$N$30,$A14331)*INDEX(Assump!$C$56:$FN$56,($B14331-1)*Hrs_in_dy+$C14331)","v":0.69904249160949716},{"$f":"INDEX(ePrice!$F14332:$K14332,P_Off)*EPrice_Fac","v":84.219095498022753},15.55141824553718,null,15.55141824553718,13.478988304093566,1.7448509999999999,100.7782967106666,73.074428659649115,"G","G","G","|",".",".","."]
[8,3,4,{"$f":"INDEX(Assump!$C$30:$N$30,$A14336)*INDEX(Assump!$C$56:$FN$56,($B14336-1)*Hrs_in_dy+$C14336)","v":0.69904249160949716},{"$f":"INDEX(ePrice!$F14337:$K14337,P_Off)*EPrice_Fac","v":65.243997353923717},15.55141824553718,null,15.55141824553718,13.478988304093566,1.7448509999999999,81.611530908546356,73.074428659649115,"G","G","G","|",".",".","."]
[8,3,19,{"$f":"INDEX(Assump!$C$30:$N$30,$A14351)*INDEX(Assump!$C$56:$FN$56,($B14351-1)*Hrs_in_dy+$C14351)","v":0.69904249160949716},{"$f":"INDEX(ePrice!$F14352:$K14352,P_Off)*EPrice_Fac","v":72.878800932217814},15.55141824553718,null,15.55141824553718,13.478988304093566,1.7448509999999999,89.323453714904034,73.074428659649115,"G","G","G","|",".",".","."]
[8,3,23,{"$f":"INDEX(Assump!$C$30:$N$30,$A14355)*INDEX(Assump!$C$56:$FN$56,($B14355-1)*Hrs_in_dy+$C14355)","v":0.69904249160949716},{"$f":"INDEX(ePrice!$F14356:$K14356,P_Off)*EPrice_Fac","v":88.366012425320932},15.55141824553718,null,15.55141824553718,13.478988304093566,1.7448509999999999,104.96710168773546,73.074428659649115,"G","G","G","|",".",".","."]
[8,4,10,{"$f":"INDEX(Assump!$C$30:$N$30,$A14366)*INDEX(Assump!$C$56:$FN$56,($B14366-1)*Hrs_in_dy+$C14366)","v":0.69904249160949716},{"$f":"INDEX(ePrice!$F14367:$K14367,P_Off)*EPrice_Fac","v":107.65197390729838},15.55141824553718,null,15.55141824553718,13.478988304093566,1.7448509999999999,124.44787086145007,73.074428659649115,"G","G","G","|",".",".","."]
[8,4,21,{"$f":"INDEX(Assump!$C$30:$N$30,$A14377)*INDEX(Assump!$C$56:$FN$56,($B14377-1)*Hrs_in_dy+$C14377)","v":0.69904249160949716},{"$f":"INDEX(ePrice!$F14378:$K14378,P_Off)*EPrice_Fac","v":56.931511699054646},15.55141824553718,null,15.55141824553718,13.478988304093566,1.7448509999999999,73.215080752112968,73.074428659649115,"G","G","G","|",".",".","."]
[8,5,2,{"$f":"INDEX(Assump!$C$30:$N$30,$A14382)*INDEX(Assump!$C$56:$FN$56,($B14382-1)*Hrs_in_dy+$C14382)","v":0.69904249160949716},{"$f":"INDEX(ePrice!$F14383:$K14383,P_Off)*EPrice_Fac","v":57.91383984675047},15.55141824553718,null,15.55141824553718,13.478988304093566,1.7448509999999999,74.207331406351173,73.074428659649115,"G","G","G","|",".",".","."]
[8,5,17,{"$f":"INDEX(Assump!$C$30:$N$30,$A14397)*INDEX(Assump!$C$56:$FN$56,($B14397-1)*Hrs_in_dy+$C14397)","v":0.69904249160949716},{"$f":"INDEX(ePrice!$F14398:$K14398,P_Off)*EPrice_Fac","v":70.883058303038339},15.55141824553718,null,15.55141824553718,13.478988304093566,1.7448509999999999,87.307552069268198,73.074428659649115,"G","G","G","|",".",".","."]
[8,6,4,{"$f":"INDEX(Assump!$C$30:$N$30,$A14408)*INDEX(Assump!$C$56:$FN$56,($B14408-1)*Hrs_in_dy+$C14408)","v":0.69904249160949716},{"$f":"INDEX(ePrice!$F14409:$K14409,P_Off)*EPrice_Fac","v":57.88275351296263},15.55141824553718,null,15.55141824553718,13.478988304093566,1.7448509999999999,74.175931069191734,73.074428659649115,"G","G","G","|",".",".","."]
[8,6,9,{"$f":"INDEX(Assump!$C$30:$N$30,$A14413)*INDEX(Assump!$C$56:$FN$56,($B14413-1)*Hrs_in_dy+$C14413)","v":0.69904249160949716},{"$f":"INDEX(ePrice!$F14414:$K14414,P_Off)*EPrice_Fac","v":58.554218322780038},15.55141824553718,null,15.55141824553718,13.478988304093566,1.7448509999999999,74.854178351835586,73.074428659649115,"G","G","G","|",".",".","."]
[8,6,19,{"$f":"INDEX(Assump!$C$30:$N$30,$A14423)*INDEX(Assump!$C$56:$FN$56,($B14423-1)*Hrs_in_dy+$C14423)","v":0.69904249160949716},{"$f":"INDEX(ePrice!$F14424:$K14424,P_Off)*EPrice_Fac","v":31.440717993023846},15.55141824553718,null,15.55141824553718,13.478988304093566,1.7448509999999999,47.46680428137477,73.074428659649115,"E","G","G","|",".",".","."]
[8,7,10,{"$f":"INDEX(Assump!$C$30:$N$30,$A14438)*INDEX(Assump!$C$56:$FN$56,($B14438-1)*Hrs_in_dy+$C14438)","v":0.69904249160949716},{"$f":"INDEX(ePrice!$F14439:$K14439,P_Off)*EPrice_Fac","v":61.756110702927792},15.55141824553718,null,15.55141824553718,13.478988304093566,1.7448509999999999,78.088413079257549,73.074428659649115,"G","E","G","|",".",".","."]
[8,7,15,{"$f":"INDEX(Assump!$C$30:$N$30,$A14443)*INDEX(Assump!$C$56:$FN$56,($B14443-1)*Hrs_in_dy+$C14443)","v":0.69904249160949716},{"$f":"INDEX(ePrice!$F14444:$K14444,P_Off)*EPrice_Fac","v":39.125259705378497},15.55141824553718,null,15.55141824553718,13.478988304093566,1.7448509999999999,55.228967627187551,73.074428659649115,"E","E","G","|",".",".","."]
[8,6,2,{"$f":"INDEX(Assump!$C$30:$N$30,$A14454)*INDEX(Assump!$C$56:$FN$56,($B14454-1)*Hrs_in_dy+$C14454)","v":0.69904249160949716},{"$f":"INDEX(ePrice!$F14455:$K14455,P_Off)*EPrice_Fac","v":48.126896122221304},15.55141824553718,null,15.55141824553718,13.478988304093566,1.7448509999999999,64.321529664402505,73.074428659649115,"E","E","G","|",".",".","."]
[8,6,17,{"$f":"INDEX(Assump!$C$30:$N$30,$A14469)*INDEX(Assump!$C$56:$FN$56,($B14469-1)*Hrs_in_dy+$C14469)","v":0.69904249160949716},{"$f":"INDEX(ePrice!$F14470:$K14470,P_Off)*EPrice_Fac","v":58.71683682465823},{"$f":"Nwk_Elec_Var","v":15.55141824553718},null,15.55141824553718,{"$f":"IF(Other_fuel=\"Gas\",\nCHOOSE(Gas_price_option,Other_fuel_price_wholesale_flex,Gas_elec_m*$E14469+Gas_elec_c),\nOther_fuel_price_wholesale_flex)","v":13.478988304093566},{"$f":"IF(Other_fuel=\"Gas\",Nwk_Gas_Var,0)","v":1.7448509999999999},75.018439464843851,73.074428659649115,{"$f":"IF(K14469<L14469,ID_E,ID_O)","v":"G"},{"$f":"IF($C14469=1,IF(SUM($D14469:$D14492)=0,\".\",IF(SUMPRODUCT($K14469:$K14492,$D14469:$D14492)<SUMPRODUCT($L14469:$L14492,$D14469:$D14492),ID_E,ID_O)),N14468)","v":"E"},{"$f":"IF(SUM($B14469:$C14469)=2,IF(SUMPRODUCT($K14469:$K14636,$D14469:$D14636)<SUMPRODUCT($L14469:$L14636,$D14469:$D14636),ID_E,ID_O),O14468)","v":"G"},"|",{"$f":"IF($C14469=1,SUMIFS($D14469:$D14492,M14469:M14492,ID_O),\".\")","v":"."},{"$f":"IF($C14469=1,SUMIFS($D14469:$D14492,N14469:N14492,ID_O),\".\")","v":"."},{"$f":"IF($C14469=1,SUMIFS($D14469:$D14492,O14469:O14492,ID_O),\".\")","v":"."}]
[8,6,22,{"$f":"INDEX(Assump!$C$30:$N$30,$A14474)*INDEX(Assump!$C$56:$FN$56,($B14474-1)*Hrs_in_dy+$C14474)","v":0.69904249160949716},{"$f":"INDEX(ePrice!$F14475:$K14475,P_Off)*EPrice_Fac","v":60.285092374541399},15.55141824553718,null,15.55141824553718,13.478988304093566,1.7448509999999999,76.602535979877359,73.074428659649115,"G","E","G","|",".",".","."]
[8,7,12,{"$f":"INDEX(Assump!$C$30:$N$30,$A14488)*INDEX(Assump!$C$56:$FN$56,($B14488-1)*Hrs_in_dy+$C14488)","v":0.69904249160949716},{"$f":"INDEX(ePrice!$F14489:$K14489,P_Off)*EPrice_Fac","v":59.197431267364365},15.55141824553718,null,15.55141824553718,13.478988304093566,1.7448509999999999,75.503888396870252,73.074428659649115,"G","G","G","|",".",".","."]
[8,7,13,{"$f":"INDEX(Assump!$C$30:$N$30,$A14489)*INDEX(Assump!$C$56:$FN$56,($B14489-1)*Hrs_in_dy+$C14489)","v":0.69904249160949716},{"$f":"INDEX(ePrice!$F14490:$K14490,P_Off)*EPrice_Fac","v":57.637607198932173},15.55141824553718,null,15.55141824553718,13.478988304093566,1.7448509999999999,73.928308529767023,73.074428659649115,"G","G","G","|",".",".","."]
[8,7,24,{"$f":"INDEX(Assump!$C$30:$N$30,$A14500)*INDEX(Assump!$C$56:$FN$56,($B14500-1)*Hrs_in_dy+$C14500)","v":0.69904249160949716},{"$f":"INDEX(ePrice!$F14501:$K14501,P_Off)*EPrice_Fac","v":50.184177596261591},15.55141824553718,null,15.55141824553718,13.478988304093566,1.7448509999999999,66.399591759392692,73.074428659649115,"E","G","G","|",".",".","."]
[8,1,15,{"$f":"INDEX(Assump!$C$30:$N$30,$A14515)*INDEX(Assump!$C$56:$FN$56,($B14515-1)*Hrs_in_dy+$C14515)","v":0.69904249160949716},{"$f":"INDEX(ePrice!$F14516:$K14516,P_Off)*EPrice_Fac","v":44.990385022454952},15.55141824553718,null,15.55141824553718,13.478988304093566,1.7448509999999999,61.153336634335488,73.074428659649115,"E","E","E","|",".",".","."]
[8,1,20,{"$f":"INDEX(Assump!$C$30:$N$30,$A14520)*INDEX(Assump!$C$56:$FN$56,($B14520-1)*Hrs_in_dy+$C14520)","v":0.69904249160949716},{"$f":"INDEX(ePrice!$F14521:$K14521,P_Off)*EPrice_Fac","v":56.440336832892328},15.55141824553718,null,15.55141824553718,13.478988304093566,1.7448509999999999,72.718944523666167,73.074428659649115,"E","E","E","|",".",".","."]
[8,2,7,{"$f":"INDEX(Assump!$C$30:$N$30,$A14531)*INDEX(Assump!$C$56:$FN$56,($B14531-1)*Hrs_in_dy+$C14531)","v":0.69904249160949716},{"$f":"INDEX(ePrice!$F14532:$K14532,P_Off)*EPrice_Fac","v":36.339685053744539},15.55141824553718,null,15.55141824553718,13.478988304093566,1.7448509999999999,52.415255857860323,73.074428659649115,"E","E","E","|",".",".","."]
[8,2,22,{"$f":"INDEX(Assump!$C$30:$N$30,$A14546)*INDEX(Assump!$C$56:$FN$56,($B14546-1)*Hrs_in_dy+$C14546)","v":0.69904249160949716},{"$f":"INDEX(ePrice!$F14547:$K14547,P_Off)*EPrice_Fac","v":65.43672754109312},15.55141824553718,null,15.55141824553718,13.478988304093566,1.7448509999999999,81.806207865283127,73.074428659649115,"G","E","E","|",".",".","."]
[8,3,8,{"$f":"INDEX(Assump!$C$30:$N$30,$A14556)*INDEX(Assump!$C$56:$FN$56,($B14556-1)*Hrs_in_dy+$C14556)","v":0.69904249160949716},{"$f":"INDEX(ePrice!$F14557:$K14557,P_Off)*EPrice_Fac","v":82.39243673902358},15.55141824553718,null,15.55141824553718,13.478988304093566,1.7448509999999999,98.933186853091669,73.074428659649115,"G","G","E","|",".",".","."]
[8,3,13,{"$f":"INDEX(Assump!$C$30:$N$30,$A14561)*INDEX(Assump!$C$56:$FN$56,($B14561-1)*Hrs_in_dy+$C14561)","v":0.69904249160949716},{"$f":"INDEX(ePrice!$F14562:$K14562,P_Off)*EPrice_Fac","v":60.411564596306178},15.55141824553718,null,15.55141824553718,13.478988304093566,1.7448509999999999,76.730285698831679,73.074428659649115,"G","G","E","|",".",".","."]
[8,4,4,{"$f":"INDEX(Assump!$C$30:$N$30,$A14576)*INDEX(Assump!$C$56:$FN$56,($B14576-1)*Hrs_in_dy+$C14576)","v":0.69904249160949716},{"$f":"INDEX(ePrice!$F14577:$K14577,P_Off)*EPrice_Fac","v":55.4538535031271},15.55141824553718,null,15.55141824553718,13.478988304093566,1.7448509999999999,71.722496715822516,73.074428659649115,"E","E","E","|",".",".","."]
[8,4,15,{"$f":"INDEX(Assump!$C$30:$N$30,$A14587)*INDEX(Assump!$C$56:$FN$56,($B14587-1)*Hrs_in_dy+$C14587)","v":0.69904249160949716},{"$f":"INDEX(ePrice!$F14588:$K14588,P_Off)*EPrice_Fac","v":54.804629431401274},15.55141824553718,null,15.55141824553718,13.478988304093566,1.7448509999999999,71.06671482519036,73.074428659649115,"E","E","E","|",".",".","."]
[8,4,20,{"$f":"INDEX(Assump!$C$30:$N$30,$A14592)*INDEX(Assump!$C$56:$FN$56,($B14592-1)*Hrs_in_dy+$C14592)","v":0.69904249160949716},{"$f":"INDEX(ePrice!$F14593:$K14593,P_Off)*EPrice_Fac","v":61.035494223679052},15.55141824553718,null,15.55141824553718,13.478988304093566,1.7448509999999999,77.360517645672957,73.074428659649115,"G","E","E","|",".",".","."]
[8,5,8,{"$f":"INDEX(Assump!$C$30:$N$30,$A14604)*INDEX(Assump!$C$56:$FN$56,($B14604-1)*Hrs_in_dy+$C14604)","v":0.69904249160949716},{"$f":"INDEX(ePrice!$F14605:$K14605,P_Off)*EPrice_Fac","v":53.396572029086812},15.55141824553718,null,15.55141824553718,13.478988304093566,1.7448509999999999,69.644434620832314,73.074428659649115,"E","G","E","|",".",".","."]
[8,5,11,{"$f":"INDEX(Assump!$C$30:$N$30,$A14607)*INDEX(Assump!$C$56:$FN$56,($B14607-1)*Hrs_in_dy+$C14607)","v":0.69904249160949716},{"$f":"INDEX(ePrice!$F14608:$K14608,P_Off)*EPrice_Fac","v":56.128372019205884},15.55141824553718,null,15.55141824553718,13.478988304093566,1.7448509999999999,72.403828550245521,73.074428659649115,"E","G","E","|",".",".","."]
[8,1,2,{"$f":"INDEX(Assump!$C$30:$N$30,$A14622)*INDEX(Assump!$C$56:$FN$56,($B14622-1)*Hrs_in_dy+$C14622)","v":0.69904249160949716},{"$f":"INDEX(ePrice!$F14623:$K14623,P_Off)*EPrice_Fac","v":1.0744752615223152E-2},15.55141824553718,null,15.55141824553718,13.478988304093566,1.7448509999999999,15.719356563790306,73.074428659649115,"E","E","E","|",".",".","."]
[8,1,13,{"$f":"INDEX(Assump!$C$30:$N$30,$A14633)*INDEX(Assump!$C$56:$FN$56,($B14633-1)*Hrs_in_dy+$C14633)","v":0.69904249160949716},{"$f":"INDEX(ePrice!$F14634:$K14634,P_Off)*EPrice_Fac","v":10.852200141375384},15.55141824553718,null,15.55141824553718,13.478988304093566,1.7448509999999999,26.670321602941982,73.074428659649115,"E","E","E","|",".",".","."]
[8,1,18,{"$f":"INDEX(Assump!$C$30:$N$30,$A14638)*INDEX(Assump!$C$56:$FN$56,($B14638-1)*Hrs_in_dy+$C14638)","v":0.69904249160949716},{"$f":"INDEX(ePrice!$F14639:$K14639,P_Off)*EPrice_Fac","v":3.8734833177879464},15.55141824553718,null,15.55141824553718,13.478988304093566,1.7448509999999999,19.621112690227399,73.074428659649115,"E","E","E","|",".",".","."]
[8,2,9,{"$f":"INDEX(Assump!$C$30:$N$30,$A14653)*INDEX(Assump!$C$56:$FN$56,($B14653-1)*Hrs_in_dy+$C14653)","v":0.69904249160949716},{"$f":"INDEX(ePrice!$F14654:$K14654,P_Off)*EPrice_Fac","v":117.34881568715966},15.55141824553718,null,15.55141824553718,13.478988304093566,1.7448509999999999,134.24266053807762,73.074428659649115,"G","E","E","|",".",".","."]
[8,2,20,{"$f":"INDEX(Assump!$C$30:$N$30,$A14664)*INDEX(Assump!$C$56:$FN$56,($B14664-1)*Hrs_in_dy+$C14664)","v":0.69904249160949716},{"$f":"INDEX(ePrice!$F14665:$K14665,P_Off)*EPrice_Fac","v":11.615077577056228},15.55141824553718,null,15.55141824553718,13.478988304093566,1.7448509999999999,27.440904871306472,73.074428659649115,"E","E","E","|",".",".","."]
[8,3,2,{"$f":"INDEX(Assump!$C$30:$N$30,$A14670)*INDEX(Assump!$C$56:$FN$56,($B14670-1)*Hrs_in_dy+$C14670)","v":0.69904249160949716},{"$f":"INDEX(ePrice!$F14671:$K14671,P_Off)*EPrice_Fac","v":1.0744752615223152E-2},15.55141824553718,null,15.55141824553718,13.478988304093566,1.7448509999999999,15.719356563790306,73.074428659649115,"E","E","E","|",".",".","."]
[8,3,15,{"$f":"INDEX(Assump!$C$30:$N$30,$A14683)*INDEX(Assump!$C$56:$FN$56,($B14683-1)*Hrs_in_dy+$C14683)","v":0.69904249160949716},{"$f":"INDEX(ePrice!$F14684:$K14684,P_Off)*EPrice_Fac","v":3.2234257845669453E-2},15.55141824553718,null,15.55141824553718,13.478988304093566,1.7448509999999999,15.741063134730151,73.074428659649115,"E","E","E","|",".",".","."]
[8,4,2,{"$f":"INDEX(Assump!$C$30:$N$30,$A14694)*INDEX(Assump!$C$56:$FN$56,($B14694-1)*Hrs_in_dy+$C14694)","v":0.69904249160949716},{"$f":"INDEX(ePrice!$F14695:$K14695,P_Off)*EPrice_Fac","v":11.647311834901897},15.55141824553718,null,15.55141824553718,13.478988304093566,1.7448509999999999,27.473464727716241,73.074428659649115,"E","G","E","|",".",".","."]
[8,4,7,{"$f":"INDEX(Assump!$C$30:$N$30,$A14699)*INDEX(Assump!$C$56:$FN$56,($B14699-1)*Hrs_in_dy+$C14699)","v":0.69904249160949716},{"$f":"INDEX(ePrice!$F14700:$K14700,P_Off)*EPrice_Fac","v":26.077514597146592},15.55141824553718,null,15.55141824553718,13.478988304093566,1.7448509999999999,42.049427113821991,73.074428659649115,"E","G","E","|",".",".","."]
[8,4,18,{"$f":"INDEX(Assump!$C$30:$N$30,$A14710)*INDEX(Assump!$C$56:$FN$56,($B14710-1)*Hrs_in_dy+$C14710)","v":0.69904249160949716},{"$f":"INDEX(ePrice!$F14711:$K14711,P_Off)*EPrice_Fac","v":109.40307112820213},15.55141824553718,null,15.55141824553718,13.478988304093566,1.7448509999999999,126.21665593307,73.074428659649115,"G","G","E","|",".",".","."]
[8,5,9,{"$f":"INDEX(Assump!$C$30:$N$30,$A14725)*INDEX(Assump!$C$56:$FN$56,($B14725-1)*Hrs_in_dy+$C14725)","v":0.69904249160949716},{"$f":"INDEX(ePrice!$F14726:$K14726,P_Off)*EPrice_Fac","v":30.192754848777057},{"$f":"Nwk_Elec_Var","v":15.55141824553718},null,15.55141824553718,{"$f":"IF(Other_fuel=\"Gas\",\nCHOOSE(Gas_price_option,Other_fuel_price_wholesale_flex,Gas_elec_m*$E14725+Gas_elec_c),\nOther_fuel_price_wholesale_flex)","v":13.478988304093566},{"$f":"IF(Other_fuel=\"Gas\",Nwk_Gas_Var,0)","v":1.7448509999999999},46.206235448802261,73.074428659649115,{"$f":"IF(K14725<L14725,ID_E,ID_O)","v":"E"},{"$f":"IF($C14725=1,IF(SUM($D14725:$D14748)=0,\".\",IF(SUMPRODUCT($K14725:$K14748,$D14725:$D14748)<SUMPRODUCT($L14725:$L14748,$D14725:$D14748),ID_E,ID_O)),N14724)","v":"E"},{"$f":"IF(SUM($B14725:$C14725)=2,IF(SUMPRODUCT($K14725:$K14892,$D14725:$D14892)<SUMPRODUCT($L14725:$L14892,$D14725:$D14892),ID_E,ID_O),O14724)","v":"E"},"|",{"$f":"IF($C14725=1,SUMIFS($D14725:$D14748,M14725:M14748,ID_O),\".\")","v":"."},{"$f":"IF($C14725=1,SUMIFS($D14725:$D14748,N14725:N14748,ID_O),\".\")","v":"."},{"$f":"IF($C14725=1,SUMIFS($D14725:$D14748,O14725:O14748,ID_O),\".\")","v":"."}]
[8,5,12,{"$f":"INDEX(Assump!$C$30:$N$30,$A14728)*INDEX(Assump!$C$56:$FN$56,($B14728-1)*Hrs_in_dy+$C14728)","v":0.69904249160949716},{"$f":"INDEX(ePrice!$F14729:$K14729,P_Off)*EPrice_Fac","v":7.5965400989627696},15.55141824553718,null,15.55141824553718,13.478988304093566,1.7448509999999999,23.381776105555502,73.074428659649115,"E","E","E","|",".",".","."]
[8,5,24,{"$f":"INDEX(Assump!$C$30:$N$30,$A14740)*INDEX(Assump!$C$56:$FN$56,($B14740-1)*Hrs_in_dy+$C14740)","v":0.69904249160949716},{"$f":"INDEX(ePrice!$F14741:$K14741,P_Off)*EPrice_Fac","v":10.556719444456746},15.55141824553718,null,15.55141824553718,13.478988304093566,1.7448509999999999,26.371856252519116,73.074428659649115,"E","E","E","|",".",".","."]
[8,6,5,{"$f":"INDEX(Assump!$C$30:$N$30,$A14745)*INDEX(Assump!$C$56:$FN$56,($B14745-1)*Hrs_in_dy+$C14745)","v":0.69904249160949716},{"$f":"INDEX(ePrice!$F14746:$K14746,P_Off)*EPrice_Fac","v":2.3154941885805891},15.55141824553718,null,15.55141824553718,13.478988304093566,1.7448509999999999,18.047386297088654,73.074428659649115,"E","E","E","|",".",".","."]
[8,6,16,{"$f":"INDEX(Assump!$C$30:$N$30,$A14756)*INDEX(Assump!$C$56:$FN$56,($B14756-1)*Hrs_in_dy+$C14756)","v":0.69904249160949716},{"$f":"INDEX(ePrice!$F14757:$K14757,P_Off)*EPrice_Fac","v":4.6202436245459548},15.55141824553718,null,15.55141824553718,13.478988304093566,1.7448509999999999,20.375416030387004,73.074428659649115,"E","E","E","|",".",".","."]
[8,7,7,{"$f":"INDEX(Assump!$C$30:$N$30,$A14771)*INDEX(Assump!$C$56:$FN$56,($B14771-1)*Hrs_in_dy+$C14771)","v":0.69904249160949716},{"$f":"INDEX(ePrice!$F14772:$K14772,P_Off)*EPrice_Fac","v":7.075419597124446},15.55141824553718,null,15.55141824553718,13.478988304093566,1.7448509999999999,22.855391760264268,73.074428659649115,"E","E","E","|",".",".","."]
[8,7,12,{"$f":"INDEX(Assump!$C$30:$N$30,$A14776)*INDEX(Assump!$C$56:$FN$56,($B14776-1)*Hrs_in_dy+$C14776)","v":0.69904249160949716},{"$f":"INDEX(ePrice!$F14777:$K14777,P_Off)*EPrice_Fac","v":4.6094988719307324},15.55141824553718,null,15.55141824553718,13.478988304093566,1.7448509999999999,20.36456274491708,73.074428659649115,"E","E","E","|",".",".","."]
[9,1,2,{"$f":"INDEX(Assump!$C$30:$N$30,$A14790)*INDEX(Assump!$C$56:$FN$56,($B14790-1)*Hrs_in_dy+$C14790)","v":0.9564348290060507},{"$f":"INDEX(ePrice!$F14791:$K14791,P_Off)*EPrice_Fac","v":94.421892021535996},15.55141824553718,null,{"$f":"SUM($F14790:$G14790)","v":15.55141824553718},13.478988304093566,1.7448509999999999,{"$f":"SUM(E14790,H14790)/COP_Elec","v":111.0841517849224},{"$f":"SUM(I14790:J14790)*GJ_MWh/COP_Other","v":73.074428659649115},"G","G","G","|",".",".","."]
[9,1,13,{"$f":"INDEX(Assump!$C$30:$N$30,$A14801)*INDEX(Assump!$C$56:$FN$56,($B14801-1)*Hrs_in_dy+$C14801)","v":0.9564348290060507},{"$f":"INDEX(ePrice!$F14802:$K14802,P_Off)*EPrice_Fac","v":148.35445656651927},15.55141824553718,null,15.55141824553718,13.478988304093566,1.7448509999999999,165.56148970914793,73.074428659649115,"G","G","G","|",".",".","."]
[9,1,18,{"$f":"INDEX(Assump!$C$30:$N$30,$A14806)*INDEX(Assump!$C$56:$FN$56,($B14806-1)*Hrs_in_dy+$C14806)","v":0.9564348290060507},{"$f":"INDEX(ePrice!$F14807:$K14807,P_Off)*EPrice_Fac","v":147.55046349646361},15.55141824553718,null,15.55141824553718,13.478988304093566,1.7448509999999999,164.74937549697049,73.074428659649115,"G","G","G","|",".",".","."]
[9,2,5,{"$f":"INDEX(Assump!$C$30:$N$30,$A14817)*INDEX(Assump!$C$56:$FN$56,($B14817-1)*Hrs_in_dy+$C14817)","v":0.9564348290060507},{"$f":"INDEX(ePrice!$F14818:$K14818,P_Off)*EPrice_Fac","v":116.34252660805338},15.55141824553718,null,15.55141824553718,13.478988304093566,1.7448509999999999,133.22620692281876,73.074428659649115,"G","G","G","|",".",".","."]
[9,2,20,{"$f":"INDEX(Assump!$C$30:$N$30,$A14832)*INDEX(Assump!$C$56:$FN$56,($B14832-1)*Hrs_in_dy+$C14832)","v":0.9564348290060507},{"$f":"INDEX(ePrice!$F14833:$K14833,P_Off)*EPrice_Fac","v":167.67984881660698},15.55141824553718,null,15.55141824553718,13.478988304093566,1.7448509999999999,185.08208794155976,73.074428659649115,"G","G","G","|",".",".","."]
[9,3,7,{"$f":"INDEX(Assump!$C$30:$N$30,$A14843)*INDEX(Assump!$C$56:$FN$56,($B14843-1)*Hrs_in_dy+$C14843)","v":0.9564348290060507},{"$f":"INDEX(ePrice!$F14844:$K14844,P_Off)*EPrice_Fac","v":106.9310783174019},15.55141824553718,null,15.55141824553718,13.478988304093566,1.7448509999999999,123.71969349791826,73.074428659649115,"G","G","G","|",".",".","."]
[9,3,12,{"$f":"INDEX(Assump!$C$30:$N$30,$A14848)*INDEX(Assump!$C$56:$FN$56,($B14848-1)*Hrs_in_dy+$C14848)","v":0.9564348290060507},{"$f":"INDEX(ePrice!$F14849:$K14849,P_Off)*EPrice_Fac","v":166.3497132227649},15.55141824553718,null,15.55141824553718,13.478988304093566,1.7448509999999999,183.73851663464856,73.074428659649115,"G","G","G","|",".",".","."]
[9,4,2,{"$f":"INDEX(Assump!$C$30:$N$30,$A14862)*INDEX(Assump!$C$56:$FN$56,($B14862-1)*Hrs_in_dy+$C14862)","v":0.9564348290060507},{"$f":"INDEX(ePrice!$F14863:$K14863,P_Off)*EPrice_Fac","v":115.22521270922603},15.55141824553718,null,15.55141824553718,13.478988304093566,1.7448509999999999,132.09760702501336,73.074428659649115,"G","G","G","|",".",".","."]
[9,4,3,{"$f":"INDEX(Assump!$C$30:$N$30,$A14863)*INDEX(Assump!$C$56:$FN$56,($B14863-1)*Hrs_in_dy+$C14863)","v":0.9564348290060507},{"$f":"INDEX(ePrice!$F14864:$K14864,P_Off)*EPrice_Fac","v":106.25123123610484},15.55141824553718,null,15.55141824553718,13.478988304093566,1.7448509999999999,123.03297927438588,73.074428659649115,"G","G","G","|",".",".","."]
[9,4,18,{"$f":"INDEX(Assump!$C$30:$N$30,$A14878)*INDEX(Assump!$C$56:$FN$56,($B14878-1)*Hrs_in_dy+$C14878)","v":0.9564348290060507},{"$f":"INDEX(ePrice!$F14879:$K14879,P_Off)*EPrice_Fac","v":208.93769908071292},15.55141824553718,null,15.55141824553718,13.478988304093566,1.7448509999999999,226.75668416792939,73.074428659649115,"G","G","G","|",".",".","."]
[9,4,23,{"$f":"INDEX(Assump!$C$30:$N$30,$A14883)*INDEX(Assump!$C$56:$FN$56,($B14883-1)*Hrs_in_dy+$C14883)","v":0.9564348290060507},{"$f":"INDEX(ePrice!$F14884:$K14884,P_Off)*EPrice_Fac","v":122.30744578221626},15.55141824553718,null,15.55141824553718,13.478988304093566,1.7448509999999999,139.25137780581156,73.074428659649115,"G","G","G","|",".",".","."]
[9,5,10,{"$f":"INDEX(Assump!$C$30:$N$30,$A14894)*INDEX(Assump!$C$56:$FN$56,($B14894-1)*Hrs_in_dy+$C14894)","v":0.9564348290060507},{"$f":"INDEX(ePrice!$F14895:$K14895,P_Off)*EPrice_Fac","v":175.67248580716023},15.55141824553718,null,15.55141824553718,13.478988304093566,1.7448509999999999,193.15545863908829,73.074428659649115,"G","G","G","|",".",".","."]
[9,6,1,{"$f":"INDEX(Assump!$C$30:$N$30,$A14909)*INDEX(Assump!$C$56:$FN$56,($B14909-1)*Hrs_in_dy+$C14909)","v":0.9564348290060507},{"$f":"INDEX(ePrice!$F14910:$K14910,P_Off)*EPrice_Fac","v":177.53467563853917},15.55141824553718,null,15.55141824553718,13.478988304093566,1.7448509999999999,195.03645846876398,73.074428659649115,"G","G","G","|",22.954435896145213,22.954435896145213,22.954435896145213]
[9,6,6,{"$f":"INDEX(Assump!$C$30:$N$30,$A14914)*INDEX(Assump!$C$56:$FN$56,($B14914-1)*Hrs_in_dy+$C14914)","v":0.9564348290060507},{"$f":"INDEX(ePrice!$F14915:$K14915,P_Off)*EPrice_Fac","v":148.98109822406266},15.55141824553718,null,15.55141824553718,13.478988304093566,1.7448509999999999,166.19446108040387,73.074428659649115,"G","G","G","|",".",".","."]
[9,6,16,{"$f":"INDEX(Assump!$C$30:$N$30,$A14924)*INDEX(Assump!$C$56:$FN$56,($B14924-1)*Hrs_in_dy+$C14924)","v":0.9564348290060507},{"$f":"INDEX(ePrice!$F14925:$K14925,P_Off)*EPrice_Fac","v":129.50200141646428},15.55141824553718,null,15.55141824553718,13.478988304093566,1.7448509999999999,146.5186057191934,73.074428659649115,"G","G","G","|",".",".","."]
[9,7,7,{"$f":"INDEX(Assump!$C$30:$N$30,$A14939)*INDEX(Assump!$C$56:$FN$56,($B14939-1)*Hrs_in_dy+$C14939)","v":0.9564348290060507},{"$f":"INDEX(ePrice!$F14940:$K14940,P_Off)*EPrice_Fac","v":129.20641572894382},15.55141824553718,null,15.55141824553718,13.478988304093566,1.7448509999999999,146.22003431765759,73.074428659649115,"G","G","G","|",".",".","."]
[9,7,18,{"$f":"INDEX(Assump!$C$30:$N$30,$A14950)*INDEX(Assump!$C$56:$FN$56,($B14950-1)*Hrs_in_dy+$C14950)","v":0.9564348290060507},{"$f":"INDEX(ePrice!$F14951:$K14951,P_Off)*EPrice_Fac","v":223.47460319296917},15.55141824553718,null,15.55141824553718,13.478988304093566,1.7448509999999999,241.44042569546096,73.074428659649115,"G","G","G","|",".",".","."]
[9,7,23,{"$f":"INDEX(Assump!$C$30:$N$30,$A14955)*INDEX(Assump!$C$56:$FN$56,($B14955-1)*Hrs_in_dy+$C14955)","v":0.9564348290060507},{"$f":"INDEX(ePrice!$F14956:$K14956,P_Off)*EPrice_Fac","v":128.33148209388324},15.55141824553718,null,15.55141824553718,13.478988304093566,1.7448509999999999,145.33626296911154,73.074428659649115,"G","G","G","|",".",".","."]
[9,1,10,{"$f":"INDEX(Assump!$C$30:$N$30,$A14966)*INDEX(Assump!$C$56:$FN$56,($B14966-1)*Hrs_in_dy+$C14966)","v":0.9564348290060507},{"$f":"INDEX(ePrice!$F14967:$K14967,P_Off)*EPrice_Fac","v":182.01822517582707},15.55141824553718,null,15.55141824553718,13.478988304093566,1.7448509999999999,199.56529638521641,73.074428659649115,"G","G","G","|",".",".","."]
[9,1,16,{"$f":"INDEX(Assump!$C$30:$N$30,$A14972)*INDEX(Assump!$C$56:$FN$56,($B14972-1)*Hrs_in_dy+$C14972)","v":0.9564348290060507},{"$f":"INDEX(ePrice!$F14973:$K14973,P_Off)*EPrice_Fac","v":172.36106127643043},15.55141824553718,null,15.55141824553718,13.478988304093566,1.7448509999999999,189.81058537572486,73.074428659649115,"G","G","G","|",".",".","."]
[9,2,5,{"$f":"INDEX(Assump!$C$30:$N$30,$A14985)*INDEX(Assump!$C$56:$FN$56,($B14985-1)*Hrs_in_dy+$C14985)","v":0.9564348290060507},{"$f":"INDEX(ePrice!$F14986:$K14986,P_Off)*EPrice_Fac","v":84.030202143282921},15.55141824553718,null,15.55141824553718,13.478988304093566,1.7448509999999999,100.58749534224252,73.074428659649115,"G","G","G","|",".",".","."]
[9,2,16,{"$f":"INDEX(Assump!$C$30:$N$30,$A14996)*INDEX(Assump!$C$56:$FN$56,($B14996-1)*Hrs_in_dy+$C14996)","v":0.9564348290060507},{"$f":"INDEX(ePrice!$F14997:$K14997,P_Off)*EPrice_Fac","v":173.50275265298131},15.55141824553718,null,15.55141824553718,13.478988304093566,1.7448509999999999,190.96380898840252,73.074428659649115,"G","G","G","|",".",".","."]
[9,2,21,{"$f":"INDEX(Assump!$C$30:$N$30,$A15001)*INDEX(Assump!$C$56:$FN$56,($B15001-1)*Hrs_in_dy+$C15001)","v":0.9564348290060507},{"$f":"INDEX(ePrice!$F15002:$K15002,P_Off)*EPrice_Fac","v":175.94065002847341},15.55141824553718,null,15.55141824553718,13.478988304093566,1.7448509999999999,193.42633158990969,73.074428659649115,"G","G","G","|",".",".","."]
[9,3,12,{"$f":"INDEX(Assump!$C$30:$N$30,$A15016)*INDEX(Assump!$C$56:$FN$56,($B15016-1)*Hrs_in_dy+$C15016)","v":0.9564348290060507},{"$f":"INDEX(ePrice!$F15017:$K15017,P_Off)*EPrice_Fac","v":121.62876025826699},15.55141824553718,null,15.55141824553718,13.478988304093566,1.7448509999999999,138.56583687252947,73.074428659649115,"G","G","G","|",".",".","."]
[9,3,23,{"$f":"INDEX(Assump!$C$30:$N$30,$A15027)*INDEX(Assump!$C$56:$FN$56,($B15027-1)*Hrs_in_dy+$C15027)","v":0.9564348290060507},{"$f":"INDEX(ePrice!$F15028:$K15028,P_Off)*EPrice_Fac","v":102.20283856552521},15.55141824553718,null,15.55141824553718,13.478988304093566,1.7448509999999999,118.94369374854787,73.074428659649115,"G","G","G","|",".",".","."]
[9,4,11,{"$f":"INDEX(Assump!$C$30:$N$30,$A15039)*INDEX(Assump!$C$56:$FN$56,($B15039-1)*Hrs_in_dy+$C15039)","v":0.9564348290060507},{"$f":"INDEX(ePrice!$F15040:$K15040,P_Off)*EPrice_Fac","v":97.266954794722508},15.55141824553718,null,15.55141824553718,13.478988304093566,1.7448509999999999,113.95795256591887,73.074428659649115,"G","G","G","|",".",".","."]
[9,4,14,{"$f":"INDEX(Assump!$C$30:$N$30,$A15042)*INDEX(Assump!$C$56:$FN$56,($B15042-1)*Hrs_in_dy+$C15042)","v":0.9564348290060507},{"$f":"INDEX(ePrice!$F15043:$K15043,P_Off)*EPrice_Fac","v":97.953686449790709},15.55141824553718,null,15.55141824553718,13.478988304093566,1.7448509999999999,114.6516209043716,73.074428659649115,"G","G","G","|",".",".","."]
[9,5,5,{"$f":"INDEX(Assump!$C$30:$N$30,$A15057)*INDEX(Assump!$C$56:$FN$56,($B15057-1)*Hrs_in_dy+$C15057)","v":0.9564348290060507},{"$f":"INDEX(ePrice!$F15058:$K15058,P_Off)*EPrice_Fac","v":52.809664274744762},15.55141824553718,null,15.55141824553718,13.478988304093566,1.7448509999999999,69.051598505335292,73.074428659649115,"E","G","G","|",".",".","."]
[9,5,10,{"$f":"INDEX(Assump!$C$30:$N$30,$A15062)*INDEX(Assump!$C$56:$FN$56,($B15062-1)*Hrs_in_dy+$C15062)","v":0.9564348290060507},{"$f":"INDEX(ePrice!$F15063:$K15063,P_Off)*EPrice_Fac","v":100.29715822271095},15.55141824553718,null,15.55141824553718,13.478988304093566,1.7448509999999999,117.01876410934155,73.074428659649115,"G","G","G","|",".",".","."]
[9,5,21,{"$f":"INDEX(Assump!$C$30:$N$30,$A15073)*INDEX(Assump!$C$56:$FN$56,($B15073-1)*Hrs_in_dy+$C15073)","v":0.9564348290060507},{"$f":"INDEX(ePrice!$F15074:$K15074,P_Off)*EPrice_Fac","v":147.08075222423221},15.55141824553718,null,15.55141824553718,13.478988304093566,1.7448509999999999,164.27491966643373,73.074428659649115,"G","G","G","|",".",".","."]
[9,6,12,{"$f":"INDEX(Assump!$C$30:$N$30,$A15088)*INDEX(Assump!$C$56:$FN$56,($B15088-1)*Hrs_in_dy+$C15088)","v":0.9564348290060507},{"$f":"INDEX(ePrice!$F15089:$K15089,P_Off)*EPrice_Fac","v":158.60067573800131},15.55141824553718,null,15.55141824553718,13.478988304093566,1.7448509999999999,175.91120604397827,73.074428659649115,"G","G","G","|",".",".","."]
[9,6,23,{"$f":"INDEX(Assump!$C$30:$N$30,$A15099)*INDEX(Assump!$C$56:$FN$56,($B15099-1)*Hrs_in_dy+$C15099)","v":0.9564348290060507},{"$f":"INDEX(ePrice!$F15100:$K15100,P_Off)*EPrice_Fac","v":93.060723407429776},15.55141824553718,null,15.55141824553718,13.478988304093566,1.7448509999999999,109.70923399289592,73.074428659649115,"G","G","G","|",".",".","."]
[9,7,5,{"$f":"INDEX(Assump!$C$30:$N$30,$A15105)*INDEX(Assump!$C$56:$FN$56,($B15105-1)*Hrs_in_dy+$C15105)","v":0.9564348290060507},{"$f":"INDEX(ePrice!$F15106:$K15106,P_Off)*EPrice_Fac","v":81.497879165218905},15.55141824553718,null,15.55141824553718,13.478988304093566,1.7448509999999999,98.029593344198062,73.074428659649115,"G","G","G","|",".",".","."]
[9,7,18,{"$f":"INDEX(Assump!$C$30:$N$30,$A15118)*INDEX(Assump!$C$56:$FN$56,($B15118-1)*Hrs_in_dy+$C15118)","v":0.9564348290060507},{"$f":"INDEX(ePrice!$F15119:$K15119,P_Off)*EPrice_Fac","v":84.528082593207358},15.55141824553718,null,15.55141824553718,13.478988304093566,1.7448509999999999,101.09040488762075,73.074428659649115,"G","G","G","|",".",".","."]
[9,7,19,{"$f":"INDEX(Assump!$C$30:$N$30,$A15119)*INDEX(Assump!$C$56:$FN$56,($B15119-1)*Hrs_in_dy+$C15119)","v":0.9564348290060507},{"$f":"INDEX(ePrice!$F15120:$K15120,P_Off)*EPrice_Fac","v":86.313584896384697},15.55141824553718,null,15.55141824553718,13.478988304093566,1.7448509999999999,102.89394256759786,73.074428659649115,"G","G","G","|",".",".","."]
[9,1,10,{"$f":"INDEX(Assump!$C$30:$N$30,$A15134)*INDEX(Assump!$C$56:$FN$56,($B15134-1)*Hrs_in_dy+$C15134)","v":0.9564348290060507},{"$f":"INDEX(ePrice!$F15135:$K15135,P_Off)*EPrice_Fac","v":121.9348296777535},15.55141824553718,null,15.55141824553718,13.478988304093566,1.7448509999999999,138.87499790231382,73.074428659649115,"G","G","G","|",".",".","."]
[9,1,15,{"$f":"INDEX(Assump!$C$30:$N$30,$A15139)*INDEX(Assump!$C$56:$FN$56,($B15139-1)*Hrs_in_dy+$C15139)","v":0.9564348290060507},{"$f":"INDEX(ePrice!$F15140:$K15140,P_Off)*EPrice_Fac","v":116.8008138421803},15.55141824553718,null,15.55141824553718,13.478988304093566,1.7448509999999999,133.68912332092674,73.074428659649115,"G","G","G","|",".",".","."]
[9,2,2,{"$f":"INDEX(Assump!$C$30:$N$30,$A15150)*INDEX(Assump!$C$56:$FN$56,($B15150-1)*Hrs_in_dy+$C15150)","v":0.9564348290060507},{"$f":"INDEX(ePrice!$F15151:$K15151,P_Off)*EPrice_Fac","v":96.733610393547195},15.55141824553718,null,15.55141824553718,13.478988304093566,1.7448509999999999,113.41922084755997,73.074428659649115,"G","G","G","|",".",".","."]
[9,2,15,{"$f":"INDEX(Assump!$C$30:$N$30,$A15163)*INDEX(Assump!$C$56:$FN$56,($B15163-1)*Hrs_in_dy+$C15163)","v":0.9564348290060507},{"$f":"INDEX(ePrice!$F15164:$K15164,P_Off)*EPrice_Fac","v":132.74986455816946},15.55141824553718,null,15.55141824553718,13.478988304093566,1.7448509999999999,149.79927555929964,73.074428659649115,"G","G","G","|",".",".","."]
[9,3,3,{"$f":"INDEX(Assump!$C$30:$N$30,$A15175)*INDEX(Assump!$C$56:$FN$56,($B15175-1)*Hrs_in_dy+$C15175)","v":0.9564348290060507},{"$f":"INDEX(ePrice!$F15176:$K15176,P_Off)*EPrice_Fac","v":94.709698519249699},15.55141824553718,null,15.55141824553718,13.478988304093566,1.7448509999999999,111.37486541897664,73.074428659649115,"G","G","G","|",".",".","."]
[9,3,8,{"$f":"INDEX(Assump!$C$30:$N$30,$A15180)*INDEX(Assump!$C$56:$FN$56,($B15180-1)*Hrs_in_dy+$C15180)","v":0.9564348290060507},{"$f":"INDEX(ePrice!$F15181:$K15181,P_Off)*EPrice_Fac","v":120.3250773761887},15.55141824553718,null,15.55141824553718,13.478988304093566,1.7448509999999999,137.24898547649082,73.074428659649115,"G","G","G","|",".",".","."]
[9,3,23,{"$f":"INDEX(Assump!$C$30:$N$30,$A15195)*INDEX(Assump!$C$56:$FN$56,($B15195-1)*Hrs_in_dy+$C15195)","v":0.9564348290060507},{"$f":"INDEX(ePrice!$F15196:$K15196,P_Off)*EPrice_Fac","v":116.3944686010086},15.55141824553718,null,15.55141824553718,13.478988304093566,1.7448509999999999,133.27867358236949,73.074428659649115,"G","G","G","|",".",".","."]
[9,4,10,{"$f":"INDEX(Assump!$C$30:$N$30,$A15206)*INDEX(Assump!$C$56:$FN$56,($B15206-1)*Hrs_in_dy+$C15206)","v":0.9564348290060507},{"$f":"INDEX(ePrice!$F15207:$K15207,P_Off)*EPrice_Fac","v":126.31866968347124},15.55141824553718,null,15.55141824553718,13.478988304093566,1.7448509999999999,143.30311912021054,73.074428659649115,"G","G","G","|",".",".","."]
[9,4,15,{"$f":"INDEX(Assump!$C$30:$N$30,$A15211)*INDEX(Assump!$C$56:$FN$56,($B15211-1)*Hrs_in_dy+$C15211)","v":0.9564348290060507},{"$f":"INDEX(ePrice!$F15212:$K15212,P_Off)*EPrice_Fac","v":126.65468594059398},15.55141824553718,null,15.55141824553718,13.478988304093566,1.7448509999999999,143.64252948094057,73.074428659649115,"G","G","G","|",".",".","."]
[9,5,1,{"$f":"INDEX(Assump!$C$30:$N$30,$A15221)*INDEX(Assump!$C$56:$FN$56,($B15221-1)*Hrs_in_dy+$C15221)","v":0.9564348290060507},{"$f":"INDEX(ePrice!$F15222:$K15222,P_Off)*EPrice_Fac","v":93.928265363150274},15.55141824553718,null,15.55141824553718,13.478988304093566,1.7448509999999999,110.5855389986742,73.074428659649115,"G","G","G","|",22.954435896145213,22.954435896145213,22.954435896145213]
[9,5,16,{"$f":"INDEX(Assump!$C$30:$N$30,$A15236)*INDEX(Assump!$C$56:$FN$56,($B15236-1)*Hrs_in_dy+$C15236)","v":0.9564348290060507},{"$f":"INDEX(ePrice!$F15237:$K15237,P_Off)*EPrice_Fac","v":129.52254562347886},15.55141824553718,null,15.55141824553718,13.478988304093566,1.7448509999999999,146.53935744345054,73.074428659649115,"G","G","G","|",".",".","."]
[9,5,21,{"$f":"INDEX(Assump!$C$30:$N$30,$A15241)*INDEX(Assump!$C$56:$FN$56,($B15241-1)*Hrs_in_dy+$C15241)","v":0.9564348290060507},{"$f":"INDEX(ePrice!$F15242:$K15242,P_Off)*EPrice_Fac","v":123.61491096336724},15.55141824553718,null,15.55141824553718,13.478988304093566,1.7448509999999999,140.57204970596405,73.074428659649115,"G","G","G","|",".",".","."]
[9,6,8,{"$f":"INDEX(Assump!$C$30:$N$30,$A15252)*INDEX(Assump!$C$56:$FN$56,($B15252-1)*Hrs_in_dy+$C15252)","v":0.9564348290060507},{"$f":"INDEX(ePrice!$F15253:$K15253,P_Off)*EPrice_Fac","v":94.772213171737647},15.55141824553718,null,15.55141824553718,13.478988304093566,1.7448509999999999,111.43801153260084,73.074428659649115,"G","G","G","|",".",".","."]
[9,6,13,{"$f":"INDEX(Assump!$C$30:$N$30,$A15257)*INDEX(Assump!$C$56:$FN$56,($B15257-1)*Hrs_in_dy+$C15257)","v":0.9564348290060507},{"$f":"INDEX(ePrice!$F15258:$K15258,P_Off)*EPrice_Fac","v":84.426038184981337},15.55141824553718,null,15.55141824553718,13.478988304093566,1.7448509999999999,100.98732972779648,73.074428659649115,"G","G","G","|",".",".","."]
[9,7,4,{"$f":"INDEX(Assump!$C$30:$N$30,$A15272)*INDEX(Assump!$C$56:$FN$56,($B15272-1)*Hrs_in_dy+$C15272)","v":0.9564348290060507},{"$f":"INDEX(ePrice!$F15273:$K15273,P_Off)*EPrice_Fac","v":87.262640541622218},15.55141824553718,null,15.55141824553718,13.478988304093566,1.7448509999999999,103.85258463349435,73.074428659649115,"G","G","G","|",".",".","."]
[9,7,15,{"$f":"INDEX(Assump!$C$30:$N$30,$A15283)*INDEX(Assump!$C$56:$FN$56,($B15283-1)*Hrs_in_dy+$C15283)","v":0.9564348290060507},{"$f":"INDEX(ePrice!$F15284:$K15284,P_Off)*EPrice_Fac","v":126.88130155586282},15.55141824553718,null,15.55141824553718,13.478988304093566,1.7448509999999999,143.87143414282829,73.074428659649115,"G","G","G","|",".",".","."]
[9,7,19,{"$f":"INDEX(Assump!$C$30:$N$30,$A15287)*INDEX(Assump!$C$56:$FN$56,($B15287-1)*Hrs_in_dy+$C15287)","v":0.9564348290060507},{"$f":"INDEX(ePrice!$F15288:$K15288,P_Off)*EPrice_Fac","v":94.545597556468834},15.55141824553718,null,15.55141824553718,13.478988304093566,1.7448509999999999,111.20910687071314,73.074428659649115,"G","G","G","|",".",".","."]
[9,1,6,{"$f":"INDEX(Assump!$C$30:$N$30,$A15298)*INDEX(Assump!$C$56:$FN$56,($B15298-1)*Hrs_in_dy+$C15298)","v":0.9564348290060507},{"$f":"INDEX(ePrice!$F15299:$K15299,P_Off)*EPrice_Fac","v":55.498535396391567},15.55141824553718,null,15.55141824553718,13.478988304093566,1.7448509999999999,71.767629941342179,73.074428659649115,"E","G","G","|",".",".","."]
[9,1,21,{"$f":"INDEX(Assump!$C$30:$N$30,$A15313)*INDEX(Assump!$C$56:$FN$56,($B15313-1)*Hrs_in_dy+$C15313)","v":0.9564348290060507},{"$f":"INDEX(ePrice!$F15314:$K15314,P_Off)*EPrice_Fac","v":63.764840237520779},15.55141824553718,null,15.55141824553718,13.478988304093566,1.7448509999999999,80.117432811169664,73.074428659649115,"G","G","G","|",".",".","."]
[9,2,2,{"$f":"INDEX(Assump!$C$30:$N$30,$A15318)*INDEX(Assump!$C$56:$FN$56,($B15318-1)*Hrs_in_dy+$C15318)","v":0.9564348290060507},{"$f":"INDEX(ePrice!$F15319:$K15319,P_Off)*EPrice_Fac","v":57.616056143476115},15.55141824553718,null,15.55141824553718,13.478988304093566,1.7448509999999999,73.906539786882121,73.074428659649115,"G","G","G","|",".",".","."]
[9,2,13,{"$f":"INDEX(Assump!$C$30:$N$30,$A15329)*INDEX(Assump!$C$56:$FN$56,($B15329-1)*Hrs_in_dy+$C15329)","v":0.9564348290060507},{"$f":"INDEX(ePrice!$F15330:$K15330,P_Off)*EPrice_Fac","v":62.214354334843804},15.55141824553718,null,15.55141824553718,13.478988304093566,1.7448509999999999,78.551285434728271,73.074428659649115,"G","G","G","|",".",".","."]
[9,3,4,{"$f":"INDEX(Assump!$C$30:$N$30,$A15344)*INDEX(Assump!$C$56:$FN$56,($B15344-1)*Hrs_in_dy+$C15344)","v":0.9564348290060507},{"$f":"INDEX(ePrice!$F15345:$K15345,P_Off)*EPrice_Fac","v":56.535145971324177},15.55141824553718,null,15.55141824553718,13.478988304093566,1.7448509999999999,72.814711330162993,73.074428659649115,"E","G","G","|",".",".","."]
[9,3,14,{"$f":"INDEX(Assump!$C$30:$N$30,$A15354)*INDEX(Assump!$C$56:$FN$56,($B15354-1)*Hrs_in_dy+$C15354)","v":0.9564348290060507},{"$f":"INDEX(ePrice!$F15355:$K15355,P_Off)*EPrice_Fac","v":63.056046682011306},15.55141824553718,null,15.55141824553718,13.478988304093566,1.7448509999999999,79.401479724796459,73.074428659649115,"G","G","G","|",".",".","."]
[9,3,19,{"$f":"INDEX(Assump!$C$30:$N$30,$A15359)*INDEX(Assump!$C$56:$FN$56,($B15359-1)*Hrs_in_dy+$C15359)","v":0.9564348290060507},{"$f":"INDEX(ePrice!$F15360:$K15360,P_Off)*EPrice_Fac","v":64.898909926335918},15.55141824553718,null,15.55141824553718,13.478988304093566,1.7448509999999999,81.262957749366763,73.074428659649115,"G","G","G","|",".",".","."]
[9,4,10,{"$f":"INDEX(Assump!$C$30:$N$30,$A15374)*INDEX(Assump!$C$56:$FN$56,($B15374-1)*Hrs_in_dy+$C15374)","v":0.9564348290060507},{"$f":"INDEX(ePrice!$F15375:$K15375,P_Off)*EPrice_Fac","v":79.039341358749866},15.55141824553718,null,15.55141824553718,13.478988304093566,1.7448509999999999,95.546221822512166,73.074428659649115,"G","G","G","|",".",".","."]
[9,4,11,{"$f":"INDEX(Assump!$C$30:$N$30,$A15375)*INDEX(Assump!$C$56:$FN$56,($B15375-1)*Hrs_in_dy+$C15375)","v":0.9564348290060507},{"$f":"INDEX(ePrice!$F15376:$K15376,P_Off)*EPrice_Fac","v":66.688613653997351},15.55141824553718,null,15.55141824553718,13.478988304093566,1.7448509999999999,83.070739292459123,73.074428659649115,"G","G","G","|",".",".","."]
[9,5,2,{"$f":"INDEX(Assump!$C$30:$N$30,$A15390)*INDEX(Assump!$C$56:$FN$56,($B15390-1)*Hrs_in_dy+$C15390)","v":0.9564348290060507},{"$f":"INDEX(ePrice!$F15391:$K15391,P_Off)*EPrice_Fac","v":64.473633793030245},15.55141824553718,null,15.55141824553718,13.478988304093566,1.7448509999999999,80.833385897542854,73.074428659649115,"G","G","G","|",".",".","."]
[9,5,7,{"$f":"INDEX(Assump!$C$30:$N$30,$A15395)*INDEX(Assump!$C$56:$FN$56,($B15395-1)*Hrs_in_dy+$C15395)","v":0.9564348290060507},{"$f":"INDEX(ePrice!$F15396:$K15396,P_Off)*EPrice_Fac","v":53.629092393735334},15.55141824553718,null,15.55141824553718,13.478988304093566,1.7448509999999999,69.879303676032848,73.074428659649115,"E","G","G","|",".",".","."]
[9,5,19,{"$f":"INDEX(Assump!$C$30:$N$30,$A15407)*INDEX(Assump!$C$56:$FN$56,($B15407-1)*Hrs_in_dy+$C15407)","v":0.9564348290060507},{"$f":"INDEX(ePrice!$F15408:$K15408,P_Off)*EPrice_Fac","v":75.920649714508187},15.55141824553718,null,15.55141824553718,13.478988304093566,1.7448509999999999,92.396028242470067,73.074428659649115,"G","G","G","|",".",".","."]
[9,6,8,{"$f":"INDEX(Assump!$C$30:$N$30,$A15420)*INDEX(Assump!$C$56:$FN$56,($B15420-1)*Hrs_in_dy+$C15420)","v":0.9564348290060507},{"$f":"INDEX(ePrice!$F15421:$K15421,P_Off)*EPrice_Fac","v":44.193278186015512},15.55141824553718,null,15.55141824553718,13.478988304093566,1.7448509999999999,60.348178213689586,73.074428659649115,"E","G","G","|",".",".","."]
[9,6,19,{"$f":"INDEX(Assump!$C$30:$N$30,$A15431)*INDEX(Assump!$C$56:$FN$56,($B15431-1)*Hrs_in_dy+$C15431)","v":0.9564348290060507},{"$f":"INDEX(ePrice!$F15432:$K15432,P_Off)*EPrice_Fac","v":83.770538341775591},15.55141824553718,null,15.55141824553718,13.478988304093566,1.7448509999999999,100.3252086740533,73.074428659649115,"G","G","G","|",".",".","."]
[9,6,24,{"$f":"INDEX(Assump!$C$30:$N$30,$A15436)*INDEX(Assump!$C$56:$FN$56,($B15436-1)*Hrs_in_dy+$C15436)","v":0.9564348290060507},{"$f":"INDEX(ePrice!$F15437:$K15437,P_Off)*EPrice_Fac","v":54.072088365928764},15.55141824553718,null,15.55141824553718,13.478988304093566,1.7448509999999999,70.326774355016099,73.074428659649115,"E","G","G","|",".",".","."]
[9,7,15,{"$f":"INDEX(Assump!$C$30:$N$30,$A15451)*INDEX(Assump!$C$56:$FN$56,($B15451-1)*Hrs_in_dy+$C15451)","v":0.9564348290060507},{"$f":"INDEX(ePrice!$F15452:$K15452,P_Off)*EPrice_Fac","v":56.606025326875113},15.55141824553718,null,15.55141824553718,13.478988304093566,1.7448509999999999,72.886306638800292,73.074428659649115,"E","E","G","|",".",".","."]
[9,1,2,{"$f":"INDEX(Assump!$C$30:$N$30,$A15462)*INDEX(Assump!$C$56:$FN$56,($B15462-1)*Hrs_in_dy+$C15462)","v":0.9564348290060507},{"$f":"INDEX(ePrice!$F15463:$K15463,P_Off)*EPrice_Fac","v":52.749575254926299},15.55141824553718,null,15.55141824553718,13.478988304093566,1.7448509999999999,68.990902525720685,73.074428659649115,"E","G","G","|",".",".","."]
[9,1,7,{"$f":"INDEX(Assump!$C$30:$N$30,$A15467)*INDEX(Assump!$C$56:$FN$56,($B15467-1)*Hrs_in_dy+$C15467)","v":0.9564348290060507},{"$f":"INDEX(ePrice!$F15468:$K15468,P_Off)*EPrice_Fac","v":53.470643492747904},15.55141824553718,null,15.55141824553718,13.478988304093566,1.7448509999999999,69.719254281096056,73.074428659649115,"E","G","G","|",".",".","."]
[9,1,18,{"$f":"INDEX(Assump!$C$30:$N$30,$A15478)*INDEX(Assump!$C$56:$FN$56,($B15478-1)*Hrs_in_dy+$C15478)","v":0.9564348290060507},{"$f":"INDEX(ePrice!$F15479:$K15479,P_Off)*EPrice_Fac","v":84.89720085780651},15.55141824553718,null,15.55141824553718,13.478988304093566,1.7448509999999999,101.46325161953908,73.074428659649115,"G","G","G","|",".",".","."]
[9,2,8,{"$f":"INDEX(Assump!$C$30:$N$30,$A15492)*INDEX(Assump!$C$56:$FN$56,($B15492-1)*Hrs_in_dy+$C15492)","v":0.9564348290060507},{"$f":"INDEX(ePrice!$F15493:$K15493,P_Off)*EPrice_Fac","v":56.655361543126695},15.55141824553718,null,15.55141824553718,13.478988304093566,1.7448509999999999,72.93614120067059,73.074428659649115,"E","G","G","|",".",".","."]
[9,2,13,{"$f":"INDEX(Assump!$C$30:$N$30,$A15497)*INDEX(Assump!$C$56:$FN$56,($B15497-1)*Hrs_in_dy+$C15497)","v":0.9564348290060507},{"$f":"INDEX(ePrice!$F15498:$K15498,P_Off)*EPrice_Fac","v":79.669456133599823},15.55141824553718,null,15.55141824553718,13.478988304093566,1.7448509999999999,96.182701393067674,73.074428659649115,"G","G","G","|",".",".","."]
[9,2,24,{"$f":"INDEX(Assump!$C$30:$N$30,$A15508)*INDEX(Assump!$C$56:$FN$56,($B15508-1)*Hrs_in_dy+$C15508)","v":0.9564348290060507},{"$f":"INDEX(ePrice!$F15509:$K15509,P_Off)*EPrice_Fac","v":79.643703696534772},15.55141824553718,null,15.55141824553718,13.478988304093566,1.7448509999999999,96.156688830375714,73.074428659649115,"G","G","G","|",".",".","."]
[9,3,5,{"$f":"INDEX(Assump!$C$30:$N$30,$A15513)*INDEX(Assump!$C$56:$FN$56,($B15513-1)*Hrs_in_dy+$C15513)","v":0.9564348290060507},{"$f":"INDEX(ePrice!$F15514:$K15514,P_Off)*EPrice_Fac","v":83.592410713176932},15.55141824553718,null,15.55141824553718,13.478988304093566,1.7448509999999999,100.1452817764789,73.074428659649115,"G","G","G","|",".",".","."]
[9,3,20,{"$f":"INDEX(Assump!$C$30:$N$30,$A15528)*INDEX(Assump!$C$56:$FN$56,($B15528-1)*Hrs_in_dy+$C15528)","v":0.9564348290060507},{"$f":"INDEX(ePrice!$F15529:$K15529,P_Off)*EPrice_Fac","v":96.846331655993239},15.55141824553718,null,15.55141824553718,13.478988304093566,1.7448509999999999,113.53308070861658,73.074428659649115,"G","G","G","|",".",".","."]
[9,4,8,{"$f":"INDEX(Assump!$C$30:$N$30,$A15540)*INDEX(Assump!$C$56:$FN$56,($B15540-1)*Hrs_in_dy+$C15540)","v":0.9564348290060507},{"$f":"INDEX(ePrice!$F15541:$K15541,P_Off)*EPrice_Fac","v":86.58827755841196},15.55141824553718,null,15.55141824553718,13.478988304093566,1.7448509999999999,103.17140990297892,73.074428659649115,"G","G","G","|",".",".","."]
[9,4,11,{"$f":"INDEX(Assump!$C$30:$N$30,$A15543)*INDEX(Assump!$C$56:$FN$56,($B15543-1)*Hrs_in_dy+$C15543)","v":0.9564348290060507},{"$f":"INDEX(ePrice!$F15544:$K15544,P_Off)*EPrice_Fac","v":90.820261382769758},15.55141824553718,null,15.55141824553718,13.478988304093566,1.7448509999999999,107.44614103869388,73.074428659649115,"G","G","G","|",".",".","."]
[9,5,2,{"$f":"INDEX(Assump!$C$30:$N$30,$A15558)*INDEX(Assump!$C$56:$FN$56,($B15558-1)*Hrs_in_dy+$C15558)","v":0.9564348290060507},{"$f":"INDEX(ePrice!$F15559:$K15559,P_Off)*EPrice_Fac","v":58.775645528149767},15.55141824553718,null,{"$f":"SUM($F15558:$G15558)","v":15.55141824553718},13.478988304093566,1.7448509999999999,{"$f":"SUM(E15558,H15558)/COP_Elec","v":75.077842195643385},{"$f":"SUM(I15558:J15558)*GJ_MWh/COP_Other","v":73.074428659649115},"G","G","G","|",".",".","."]
[9,5,13,{"$f":"INDEX(Assump!$C$30:$N$30,$A15569)*INDEX(Assump!$C$56:$FN$56,($B15569-1)*Hrs_in_dy+$C15569)","v":0.9564348290060507},{"$f":"INDEX(ePrice!$F15570:$K15570,P_Off)*EPrice_Fac","v":77.214390466731004},15.55141824553718,null,15.55141824553718,13.478988304093566,1.7448509999999999,93.702837083099169,73.074428659649115,"G","G","G","|",".",".","."]
[9,5,18,{"$f":"INDEX(Assump!$C$30:$N$30,$A15574)*INDEX(Assump!$C$56:$FN$56,($B15574-1)*Hrs_in_dy+$C15574)","v":0.9564348290060507},{"$f":"INDEX(ePrice!$F15575:$K15575,P_Off)*EPrice_Fac","v":76.330223460830695},15.55141824553718,null,15.55141824553718,13.478988304093566,1.7448509999999999,92.809739097341293,73.074428659649115,"G","G","G","|",".",".","."]
[9,6,5,{"$f":"INDEX(Assump!$C$30:$N$30,$A15585)*INDEX(Assump!$C$56:$FN$56,($B15585-1)*Hrs_in_dy+$C15585)","v":0.9564348290060507},{"$f":"INDEX(ePrice!$F15586:$K15586,P_Off)*EPrice_Fac","v":74.41595897232807},15.55141824553718,null,15.55141824553718,13.478988304093566,1.7448509999999999,90.876138603904295,73.074428659649115,"G","G","G","|",".",".","."]
[9,6,18,{"$f":"INDEX(Assump!$C$30:$N$30,$A15598)*INDEX(Assump!$C$56:$FN$56,($B15598-1)*Hrs_in_dy+$C15598)","v":0.9564348290060507},{"$f":"INDEX(ePrice!$F15599:$K15599,P_Off)*EPrice_Fac","v":79.978485378380512},15.55141824553718,null,15.55141824553718,13.478988304093566,1.7448509999999999,96.494852145371411,73.074428659649115,"G","G","G","|",".",".","."]
[9,6,24,{"$f":"INDEX(Assump!$C$30:$N$30,$A15604)*INDEX(Assump!$C$56:$FN$56,($B15604-1)*Hrs_in_dy+$C15604)","v":0.9564348290060507},{"$f":"INDEX(ePrice!$F15605:$K15605,P_Off)*EPrice_Fac","v":87.026068988517935},15.55141824553718,null,15.55141824553718,13.478988304093566,1.7448509999999999,103.61362346874255,73.074428659649115,"G","G","G","|",".",".","."]
[9,7,11,{"$f":"INDEX(Assump!$C$30:$N$30,$A15615)*INDEX(Assump!$C$56:$FN$56,($B15615-1)*Hrs_in_dy+$C15615)","v":0.9564348290060507},{"$f":"INDEX(ePrice!$F15616:$K15616,P_Off)*EPrice_Fac","v":72.063903053719486},15.55141824553718,null,15.55141824553718,13.478988304093566,1.7448509999999999,88.500324544703702,73.074428659649115,"G","G","G","|",".",".","."]
[9,1,2,{"$f":"INDEX(Assump!$C$30:$N$30,$A15630)*INDEX(Assump!$C$56:$FN$56,($B15630-1)*Hrs_in_dy+$C15630)","v":0.9564348290060507},{"$f":"INDEX(ePrice!$F15631:$K15631,P_Off)*EPrice_Fac","v":59.580806124716347},15.55141824553718,null,15.55141824553718,13.478988304093566,1.7448509999999999,75.89113572752882,73.074428659649115,"G","G","G","|",".",".","."]
[9,1,3,{"$f":"INDEX(Assump!$C$30:$N$30,$A15631)*INDEX(Assump!$C$56:$FN$56,($B15631-1)*Hrs_in_dy+$C15631)","v":0.9564348290060507},{"$f":"INDEX(ePrice!$F15632:$K15632,P_Off)*EPrice_Fac","v":56.092273293821314},15.55141824553718,null,15.55141824553718,13.478988304093566,1.7448509999999999,72.367365191271219,73.074428659649115,"E","G","G","|",".",".","."]
[9,1,18,{"$f":"INDEX(Assump!$C$30:$N$30,$A15646)*INDEX(Assump!$C$56:$FN$56,($B15646-1)*Hrs_in_dy+$C15646)","v":0.9564348290060507},{"$f":"INDEX(ePrice!$F15647:$K15647,P_Off)*EPrice_Fac","v":84.693112311820983},15.55141824553718,null,15.55141824553718,13.478988304093566,1.7448509999999999,101.25710157308905,73.074428659649115,"G","G","G","|",".",".","."]
[9,1,23,{"$f":"INDEX(Assump!$C$30:$N$30,$A15651)*INDEX(Assump!$C$56:$FN$56,($B15651-1)*Hrs_in_dy+$C15651)","v":0.9564348290060507},{"$f":"INDEX(ePrice!$F15652:$K15652,P_Off)*EPrice_Fac","v":77.568553534018832},15.55141824553718,null,15.55141824553718,13.478988304093566,1.7448509999999999,94.060577555107088,73.074428659649115,"G","G","G","|",".",".","."]
[9,2,12,{"$f":"INDEX(Assump!$C$30:$N$30,$A15664)*INDEX(Assump!$C$56:$FN$56,($B15664-1)*Hrs_in_dy+$C15664)","v":0.9564348290060507},{"$f":"INDEX(ePrice!$F15665:$K15665,P_Off)*EPrice_Fac","v":83.089926268211144},15.55141824553718,null,15.55141824553718,13.478988304093566,1.7448509999999999,99.637721731058917,73.074428659649115,"G","G","G","|",".",".","."]
[9,2,24,{"$f":"INDEX(Assump!$C$30:$N$30,$A15676)*INDEX(Assump!$C$56:$FN$56,($B15676-1)*Hrs_in_dy+$C15676)","v":0.9564348290060507},{"$f":"INDEX(ePrice!$F15677:$K15677,P_Off)*EPrice_Fac","v":37.995509233553364},15.55141824553718,null,15.55141824553718,13.478988304093566,1.7448509999999999,54.087805534434892,73.074428659649115,"E","G","G","|",".",".","."]
[9,3,5,{"$f":"INDEX(Assump!$C$30:$N$30,$A15681)*INDEX(Assump!$C$56:$FN$56,($B15681-1)*Hrs_in_dy+$C15681)","v":0.9564348290060507},{"$f":"INDEX(ePrice!$F15682:$K15682,P_Off)*EPrice_Fac","v":64.948272998722118},15.55141824553718,null,15.55141824553718,13.478988304093566,1.7448509999999999,81.312819438645761,73.074428659649115,"G","G","G","|",".",".","."]
[9,3,16,{"$f":"INDEX(Assump!$C$30:$N$30,$A15692)*INDEX(Assump!$C$56:$FN$56,($B15692-1)*Hrs_in_dy+$C15692)","v":0.9564348290060507},{"$f":"INDEX(ePrice!$F15693:$K15693,P_Off)*EPrice_Fac","v":77.857127021868607},15.55141824553718,null,15.55141824553718,13.478988304093566,1.7448509999999999,94.352065926672509,73.074428659649115,"G","G","G","|",".",".","."]
[9,4,7,{"$f":"INDEX(Assump!$C$30:$N$30,$A15707)*INDEX(Assump!$C$56:$FN$56,($B15707-1)*Hrs_in_dy+$C15707)","v":0.9564348290060507},{"$f":"INDEX(ePrice!$F15708:$K15708,P_Off)*EPrice_Fac","v":89.451368489255017},15.55141824553718,null,15.55141824553718,13.478988304093566,1.7448509999999999,106.06342094423454,73.074428659649115,"G","G","G","|",".",".","."]
[9,4,18,{"$f":"INDEX(Assump!$C$30:$N$30,$A15718)*INDEX(Assump!$C$56:$FN$56,($B15718-1)*Hrs_in_dy+$C15718)","v":0.9564348290060507},{"$f":"INDEX(ePrice!$F15719:$K15719,P_Off)*EPrice_Fac","v":71.527748521696921},15.55141824553718,null,15.55141824553718,13.478988304093566,1.7448509999999999,87.958754310337468,73.074428659649115,"G","G","G","|",".",".","."]
[9,4,22,{"$f":"INDEX(Assump!$C$30:$N$30,$A15722)*INDEX(Assump!$C$56:$FN$56,($B15722-1)*Hrs_in_dy+$C15722)","v":0.9564348290060507},{"$f":"INDEX(ePrice!$F15723:$K15723,P_Off)*EPrice_Fac","v":78.023858370404014},15.55141824553718,null,15.55141824553718,13.478988304093566,1.7448509999999999,94.520481430243635,73.074428659649115,"G","G","G","|",".",".","."]
[9,5,13,{"$f":"INDEX(Assump!$C$30:$N$30,$A15737)*INDEX(Assump!$C$56:$FN$56,($B15737-1)*Hrs_in_dy+$C15737)","v":0.9564348290060507},{"$f":"INDEX(ePrice!$F15738:$K15738,P_Off)*EPrice_Fac","v":76.978581069970403},15.55141824553718,null,15.55141824553718,13.478988304093566,1.7448509999999999,93.46464577323998,73.074428659649115,"G","G","G","|",".",".","."]
[9,5,24,{"$f":"INDEX(Assump!$C$30:$N$30,$A15748)*INDEX(Assump!$C$56:$FN$56,($B15748-1)*Hrs_in_dy+$C15748)","v":0.9564348290060507},{"$f":"INDEX(ePrice!$F15749:$K15749,P_Off)*EPrice_Fac","v":42.785829131859586},15.55141824553718,null,15.55141824553718,13.478988304093566,1.7448509999999999,58.926512502420977,73.074428659649115,"E","G","G","|",".",".","."]
[9,6,5,{"$f":"INDEX(Assump!$C$30:$N$30,$A15753)*INDEX(Assump!$C$56:$FN$56,($B15753-1)*Hrs_in_dy+$C15753)","v":0.9564348290060507},{"$f":"INDEX(ePrice!$F15754:$K15754,P_Off)*EPrice_Fac","v":21.694313542128448},15.55141824553718,null,15.55141824553718,13.478988304093566,1.7448509999999999,37.62195130067235,73.074428659649115,"E","G","G","|",".",".","."]
[9,6,20,{"$f":"INDEX(Assump!$C$30:$N$30,$A15768)*INDEX(Assump!$C$56:$FN$56,($B15768-1)*Hrs_in_dy+$C15768)","v":0.9564348290060507},{"$f":"INDEX(ePrice!$F15769:$K15769,P_Off)*EPrice_Fac","v":88.656188211624524},15.55141824553718,null,15.55141824553718,13.478988304093566,1.7448509999999999,105.26020854258758,73.074428659649115,"G","G","G","|",".",".","."]
[9,6,21,{"$f":"INDEX(Assump!$C$30:$N$30,$A15769)*INDEX(Assump!$C$56:$FN$56,($B15769-1)*Hrs_in_dy+$C15769)","v":0.9564348290060507},{"$f":"INDEX(ePrice!$F15770:$K15770,P_Off)*EPrice_Fac","v":86.347600308826358},15.55141824553718,null,15.55141824553718,13.478988304093566,1.7448509999999999,102.92830157006418,73.074428659649115,"G","G","G","|",".",".","."]
[9,7,8,{"$f":"INDEX(Assump!$C$30:$N$30,$A15780)*INDEX(Assump!$C$56:$FN$56,($B15780-1)*Hrs_in_dy+$C15780)","v":0.9564348290060507},{"$f":"INDEX(ePrice!$F15781:$K15781,P_Off)*EPrice_Fac","v":68.058453923325203},15.55141824553718,null,15.55141824553718,13.478988304093566,1.7448509999999999,84.454416332184223,73.074428659649115,"G","E","G","|",".",".","."]
[9,7,22,{"$f":"INDEX(Assump!$C$30:$N$30,$A15794)*INDEX(Assump!$C$56:$FN$56,($B15794-1)*Hrs_in_dy+$C15794)","v":0.9564348290060507},{"$f":"INDEX(ePrice!$F15795:$K15795,P_Off)*EPrice_Fac","v":70.572249639705461},15.55141824553718,null,15.55141824553718,13.478988304093566,1.7448509999999999,86.993603924487516,73.074428659649115,"G","E","G","|",".",".","."]
[9,1,3,{"$f":"INDEX(Assump!$C$30:$N$30,$A15799)*INDEX(Assump!$C$56:$FN$56,($B15799-1)*Hrs_in_dy+$C15799)","v":0.9564348290060507},{"$f":"INDEX(ePrice!$F15800:$K15800,P_Off)*EPrice_Fac","v":37.017672799965389},15.55141824553718,null,15.55141824553718,13.478988304093566,1.7448509999999999,53.100091965154107,73.074428659649115,"E","G","G","|",".",".","."]
[9,1,18,{"$f":"INDEX(Assump!$C$30:$N$30,$A15814)*INDEX(Assump!$C$56:$FN$56,($B15814-1)*Hrs_in_dy+$C15814)","v":0.9564348290060507},{"$f":"INDEX(ePrice!$F15815:$K15815,P_Off)*EPrice_Fac","v":73.844827469205285},15.55141824553718,null,{"$f":"SUM($F15814:$G15814)","v":15.55141824553718},13.478988304093566,1.7448509999999999,{"$f":"SUM(E15814,H15814)/COP_Elec","v":90.299238095699465},{"$f":"SUM(I15814:J15814)*GJ_MWh/COP_Other","v":73.074428659649115},"G","G","G","|",".",".","."]
[9,2,5,{"$f":"INDEX(Assump!$C$30:$N$30,$A15825)*INDEX(Assump!$C$56:$FN$56,($B15825-1)*Hrs_in_dy+$C15825)","v":0.9564348290060507},{"$f":"INDEX(ePrice!$F15826:$K15826,P_Off)*EPrice_Fac","v":24.405372545937038},15.55141824553718,null,15.55141824553718,13.478988304093566,1.7448509999999999,40.360394738862851,73.074428659649115,"E","G","G","|",".",".","."]
[9,2,10,{"$f":"INDEX(Assump!$C$30:$N$30,$A15830)*INDEX(Assump!$C$56:$FN$56,($B15830-1)*Hrs_in_dy+$C15830)","v":0.9564348290060507},{"$f":"INDEX(ePrice!$F15831:$K15831,P_Off)*EPrice_Fac","v":90.369100007463985},15.55141824553718,null,15.55141824553718,13.478988304093566,1.7448509999999999,106.99042247777895,73.074428659649115,"G","G","G","|",".",".","."]
[9,2,22,{"$f":"INDEX(Assump!$C$30:$N$30,$A15842)*INDEX(Assump!$C$56:$FN$56,($B15842-1)*Hrs_in_dy+$C15842)","v":0.9564348290060507},{"$f":"INDEX(ePrice!$F15843:$K15843,P_Off)*EPrice_Fac","v":77.24875140483428},15.55141824553718,null,15.55141824553718,13.478988304093566,1.7448509999999999,93.737545101385308,73.074428659649115,"G","G","G","|",".",".","."]
[9,3,11,{"$f":"INDEX(Assump!$C$30:$N$30,$A15855)*INDEX(Assump!$C$56:$FN$56,($B15855-1)*Hrs_in_dy+$C15855)","v":0.9564348290060507},{"$f":"INDEX(ePrice!$F15856:$K15856,P_Off)*EPrice_Fac","v":81.833887750961409},15.55141824553718,null,15.55141824553718,13.478988304093566,1.7448509999999999,98.36899595605918,73.074428659649115,"G","G","G","|",".",".","."]
[9,3,16,{"$f":"INDEX(Assump!$C$30:$N$30,$A15860)*INDEX(Assump!$C$56:$FN$56,($B15860-1)*Hrs_in_dy+$C15860)","v":0.9564348290060507},{"$f":"INDEX(ePrice!$F15861:$K15861,P_Off)*EPrice_Fac","v":85.955429978989812},15.55141824553718,null,15.55141824553718,13.478988304093566,1.7448509999999999,102.53216992376464,73.074428659649115,"G","G","G","|",".",".","."]
[9,4,3,{"$f":"INDEX(Assump!$C$30:$N$30,$A15871)*INDEX(Assump!$C$56:$FN$56,($B15871-1)*Hrs_in_dy+$C15871)","v":0.9564348290060507},{"$f":"INDEX(ePrice!$F15872:$K15872,P_Off)*EPrice_Fac","v":24.691149742025292},15.55141824553718,null,15.55141824553718,13.478988304093566,1.7448509999999999,40.649058573295427,73.074428659649115,"E","G","G","|",".",".","."]
[9,4,18,{"$f":"INDEX(Assump!$C$30:$N$30,$A15886)*INDEX(Assump!$C$56:$FN$56,($B15886-1)*Hrs_in_dy+$C15886)","v":0.9564348290060507},{"$f":"INDEX(ePrice!$F15887:$K15887,P_Off)*EPrice_Fac","v":90.305593963888796},15.55141824553718,null,15.55141824553718,13.478988304093566,1.7448509999999999,106.92627495901614,73.074428659649115,"G","G","G","|",".",".","."]
[9,4,23,{"$f":"INDEX(Assump!$C$30:$N$30,$A15891)*INDEX(Assump!$C$56:$FN$56,($B15891-1)*Hrs_in_dy+$C15891)","v":0.9564348290060507},{"$f":"INDEX(ePrice!$F15892:$K15892,P_Off)*EPrice_Fac","v":77.731397336005557},15.55141824553718,null,15.55141824553718,13.478988304093566,1.7448509999999999,94.225066243982567,73.074428659649115,"G","G","G","|",".",".","."]
[9,5,10,{"$f":"INDEX(Assump!$C$30:$N$30,$A15902)*INDEX(Assump!$C$56:$FN$56,($B15902-1)*Hrs_in_dy+$C15902)","v":0.9564348290060507},{"$f":"INDEX(ePrice!$F15903:$K15903,P_Off)*EPrice_Fac","v":65.785910539516465},15.55141824553718,null,15.55141824553718,13.478988304093566,1.7448509999999999,82.158917964700649,73.074428659649115,"G","E","G","|",".",".","."]
[9,5,21,{"$f":"INDEX(Assump!$C$30:$N$30,$A15913)*INDEX(Assump!$C$56:$FN$56,($B15913-1)*Hrs_in_dy+$C15913)","v":0.9564348290060507},{"$f":"INDEX(ePrice!$F15914:$K15914,P_Off)*EPrice_Fac","v":64.166506428349692},15.55141824553718,null,15.55141824553718,13.478988304093566,1.7448509999999999,80.523156236249363,73.074428659649115,"G","E","G","|",".",".","."]
[9,6,1,{"$f":"INDEX(Assump!$C$30:$N$30,$A15917)*INDEX(Assump!$C$56:$FN$56,($B15917-1)*Hrs_in_dy+$C15917)","v":0.9564348290060507},{"$f":"INDEX(ePrice!$F15918:$K15918,P_Off)*EPrice_Fac","v":53.891228577887517},15.55141824553718,null,15.55141824553718,13.478988304093566,1.7448509999999999,70.144087700428983,73.074428659649115,"E","G","G","|",11.477217948072612,22.954435896145213,22.954435896145213]
[9,6,16,{"$f":"INDEX(Assump!$C$30:$N$30,$A15932)*INDEX(Assump!$C$56:$FN$56,($B15932-1)*Hrs_in_dy+$C15932)","v":0.9564348290060507},{"$f":"INDEX(ePrice!$F15933:$K15933,P_Off)*EPrice_Fac","v":31.702216952723834},15.55141824553718,null,15.55141824553718,13.478988304093566,1.7448509999999999,47.730944644708096,73.074428659649115,"E","G","G","|",".",".","."]
[9,6,21,{"$f":"INDEX(Assump!$C$30:$N$30,$A15937)*INDEX(Assump!$C$56:$FN$56,($B15937-1)*Hrs_in_dy+$C15937)","v":0.9564348290060507},{"$f":"INDEX(ePrice!$F15938:$K15938,P_Off)*EPrice_Fac","v":81.98630225554183},15.55141824553718,null,15.55141824553718,13.478988304093566,1.7448509999999999,98.52295000108991,73.074428659649115,"G","G","G","|",".",".","."]
[9,7,8,{"$f":"INDEX(Assump!$C$30:$N$30,$A15948)*INDEX(Assump!$C$56:$FN$56,($B15948-1)*Hrs_in_dy+$C15948)","v":0.9564348290060507},{"$f":"INDEX(ePrice!$F15949:$K15949,P_Off)*EPrice_Fac","v":73.101806759375819},15.55141824553718,null,15.55141824553718,13.478988304093566,1.7448509999999999,89.548712126174749,73.074428659649115,"G","G","G","|",".",".","."]
[9,7,23,{"$f":"INDEX(Assump!$C$30:$N$30,$A15963)*INDEX(Assump!$C$56:$FN$56,($B15963-1)*Hrs_in_dy+$C15963)","v":0.9564348290060507},{"$f":"INDEX(ePrice!$F15964:$K15964,P_Off)*EPrice_Fac","v":96.94832612185138},15.55141824553718,null,15.55141824553718,13.478988304093566,1.7448509999999999,113.63610542160461,73.074428659649115,"G","G","G","|",".",".","."]
[9,1,2,{"$f":"INDEX(Assump!$C$30:$N$30,$A15966)*INDEX(Assump!$C$56:$FN$56,($B15966-1)*Hrs_in_dy+$C15966)","v":0.9564348290060507},{"$f":"INDEX(ePrice!$F15967:$K15967,P_Off)*EPrice_Fac","v":75.267362845289043},15.55141824553718,null,15.55141824553718,13.478988304093566,1.7448509999999999,91.736142515986089,73.074428659649115,"G","G","G","|",".",".","."]
[9,1,14,{"$f":"INDEX(Assump!$C$30:$N$30,$A15978)*INDEX(Assump!$C$56:$FN$56,($B15978-1)*Hrs_in_dy+$C15978)","v":0.9564348290060507},{"$f":"INDEX(ePrice!$F15979:$K15979,P_Off)*EPrice_Fac","v":83.199267687827515},15.55141824553718,null,15.55141824553718,13.478988304093566,1.7448509999999999,99.748167609459287,73.074428659649115,"G","G","G","|",".",".","."]
[9,2,5,{"$f":"INDEX(Assump!$C$30:$N$30,$A15993)*INDEX(Assump!$C$56:$FN$56,($B15993-1)*Hrs_in_dy+$C15993)","v":0.9564348290060507},{"$f":"INDEX(ePrice!$F15994:$K15994,P_Off)*EPrice_Fac","v":52.18926661007302},15.55141824553718,null,15.55141824553718,13.478988304093566,1.7448509999999999,68.424934197586055,73.074428659649115,"E","G","G","|",".",".","."]
[9,2,16,{"$f":"INDEX(Assump!$C$30:$N$30,$A16004)*INDEX(Assump!$C$56:$FN$56,($B16004-1)*Hrs_in_dy+$C16004)","v":0.9564348290060507},{"$f":"INDEX(ePrice!$F16005:$K16005,P_Off)*EPrice_Fac","v":67.475171298615933},15.55141824553718,null,15.55141824553718,13.478988304093566,1.7448509999999999,83.865241963791021,73.074428659649115,"G","G","G","|",".",".","."]
[9,2,21,{"$f":"INDEX(Assump!$C$30:$N$30,$A16009)*INDEX(Assump!$C$56:$FN$56,($B16009-1)*Hrs_in_dy+$C16009)","v":0.9564348290060507},{"$f":"INDEX(ePrice!$F16010:$K16010,P_Off)*EPrice_Fac","v":49.325144044832939},15.55141824553718,null,15.55141824553718,13.478988304093566,1.7448509999999999,65.531881101383959,73.074428659649115,"E","G","G","|",".",".","."]
[9,3,12,{"$f":"INDEX(Assump!$C$30:$N$30,$A16024)*INDEX(Assump!$C$56:$FN$56,($B16024-1)*Hrs_in_dy+$C16024)","v":0.9564348290060507},{"$f":"INDEX(ePrice!$F16025:$K16025,P_Off)*EPrice_Fac","v":27.466363846260133},15.55141824553718,null,15.55141824553718,13.478988304093566,1.7448509999999999,43.452305143229609,73.074428659649115,"E","E","G","|",".",".","."]
[9,3,21,{"$f":"INDEX(Assump!$C$30:$N$30,$A16033)*INDEX(Assump!$C$56:$FN$56,($B16033-1)*Hrs_in_dy+$C16033)","v":0.9564348290060507},{"$f":"INDEX(ePrice!$F16034:$K16034,P_Off)*EPrice_Fac","v":27.460013241902619},15.55141824553718,null,15.55141824553718,13.478988304093566,1.7448509999999999,43.445890391353338,73.074428659649115,"E","E","G","|",".",".","."]
[9,4,3,{"$f":"INDEX(Assump!$C$30:$N$30,$A16039)*INDEX(Assump!$C$56:$FN$56,($B16039-1)*Hrs_in_dy+$C16039)","v":0.9564348290060507},{"$f":"INDEX(ePrice!$F16040:$K16040,P_Off)*EPrice_Fac","v":15.247801062397821},15.55141824553718,null,15.55141824553718,13.478988304093566,1.7448509999999999,31.110322533267677,73.074428659649115,"E","G","G","|",".",".","."]
[9,4,14,{"$f":"INDEX(Assump!$C$30:$N$30,$A16050)*INDEX(Assump!$C$56:$FN$56,($B16050-1)*Hrs_in_dy+$C16050)","v":0.9564348290060507},{"$f":"INDEX(ePrice!$F16051:$K16051,P_Off)*EPrice_Fac","v":81.040062206271813},15.55141824553718,null,15.55141824553718,13.478988304093566,1.7448509999999999,97.56715197152424,73.074428659649115,"G","G","G","|",".",".","."]
[9,4,19,{"$f":"INDEX(Assump!$C$30:$N$30,$A16055)*INDEX(Assump!$C$56:$FN$56,($B16055-1)*Hrs_in_dy+$C16055)","v":0.9564348290060507},{"$f":"INDEX(ePrice!$F16056:$K16056,P_Off)*EPrice_Fac","v":70.574266225084131},15.55141824553718,null,15.55141824553718,13.478988304093566,1.7448509999999999,86.995640879415461,73.074428659649115,"G","G","G","|",".",".","."]
[9,5,10,{"$f":"INDEX(Assump!$C$30:$N$30,$A16070)*INDEX(Assump!$C$56:$FN$56,($B16070-1)*Hrs_in_dy+$C16070)","v":0.9564348290060507},{"$f":"INDEX(ePrice!$F16071:$K16071,P_Off)*EPrice_Fac","v":64.979383786111839},15.55141824553718,null,{"$f":"SUM($F16070:$G16070)","v":15.55141824553718},13.478988304093566,1.7448509999999999,{"$f":"SUM(E16070,H16070)/COP_Elec","v":81.344244476413152},{"$f":"SUM(I16070:J16070)*GJ_MWh/COP_Other","v":73.074428659649115},"G","E","G","|",".",".","."]
[9,5,21,{"$f":"INDEX(Assump!$C$30:$N$30,$A16081)*INDEX(Assump!$C$56:$FN$56,($B16081-1)*Hrs_in_dy+$C16081)","v":0.9564348290060507},{"$f":"INDEX(ePrice!$F16082:$K16082,P_Off)*EPrice_Fac","v":48.963159596454474},15.55141824553718,null,15.55141824553718,13.478988304093566,1.7448509999999999,65.166240244436011,73.074428659649115,"E","E","G","|",".",".","."]
[9,6,2,{"$f":"INDEX(Assump!$C$30:$N$30,$A16086)*INDEX(Assump!$C$56:$FN$56,($B16086-1)*Hrs_in_dy+$C16086)","v":0.9564348290060507},{"$f":"INDEX(ePrice!$F16087:$K16087,P_Off)*EPrice_Fac","v":59.873497882668332},15.55141824553718,null,15.55141824553718,13.478988304093566,1.7448509999999999,76.186783967884352,73.074428659649115,"G","G","G","|",".",".","."]
[9,6,11,{"$f":"INDEX(Assump!$C$30:$N$30,$A16095)*INDEX(Assump!$C$56:$FN$56,($B16095-1)*Hrs_in_dy+$C16095)","v":0.9564348290060507},{"$f":"INDEX(ePrice!$F16096:$K16096,P_Off)*EPrice_Fac","v":86.723853106249337},15.55141824553718,null,15.55141824553718,13.478988304093566,1.7448509999999999,103.30835490079446,73.074428659649115,"G","G","G","|",".",".","."]
[9,7,3,{"$f":"INDEX(Assump!$C$30:$N$30,$A16111)*INDEX(Assump!$C$56:$FN$56,($B16111-1)*Hrs_in_dy+$C16111)","v":0.9564348290060507},{"$f":"INDEX(ePrice!$F16112:$K16112,P_Off)*EPrice_Fac","v":10.300680267892238},15.55141824553718,null,15.55141824553718,13.478988304093566,1.7448509999999999,26.113230821645878,73.074428659649115,"E","E","G","|",".",".","."]
[9,7,8,{"$f":"INDEX(Assump!$C$30:$N$30,$A16116)*INDEX(Assump!$C$56:$FN$56,($B16116-1)*Hrs_in_dy+$C16116)","v":0.9564348290060507},{"$f":"INDEX(ePrice!$F16117:$K16117,P_Off)*EPrice_Fac","v":35.430021710586196},15.55141824553718,null,15.55141824553718,13.478988304093566,1.7448509999999999,51.496403996084219,73.074428659649115,"E","E","G","|",".",".","."]
[9,7,19,{"$f":"INDEX(Assump!$C$30:$N$30,$A16127)*INDEX(Assump!$C$56:$FN$56,($B16127-1)*Hrs_in_dy+$C16127)","v":0.9564348290060507},{"$f":"INDEX(ePrice!$F16128:$K16128,P_Off)*EPrice_Fac","v":1.5813004850216816},15.55141824553718,null,15.55141824553718,13.478988304093566,1.7448509999999999,17.305776495513999,73.074428659649115,"E","E","G","|",".",".","."]
[9,1,10,{"$f":"INDEX(Assump!$C$30:$N$30,$A16142)*INDEX(Assump!$C$56:$FN$56,($B16142-1)*Hrs_in_dy+$C16142)","v":0.9564348290060507},{"$f":"INDEX(ePrice!$F16143:$K16143,P_Off)*EPrice_Fac","v":68.434278780726657},15.55141824553718,null,15.55141824553718,13.478988304093566,1.7448509999999999,84.834037400266496,73.074428659649115,"G","G","E","|",".",".","."]
[9,1,15,{"$f":"INDEX(Assump!$C$30:$N$30,$A16147)*INDEX(Assump!$C$56:$FN$56,($B16147-1)*Hrs_in_dy+$C16147)","v":0.9564348290060507},{"$f":"INDEX(ePrice!$F16148:$K16148,P_Off)*EPrice_Fac","v":58.345331497511125},15.55141824553718,null,15.55141824553718,13.478988304093566,1.7448509999999999,74.643181558634652,73.074428659649115,"G","G","E","|",".",".","."]
[9,2,1,{"$f":"INDEX(Assump!$C$30:$N$30,$A16157)*INDEX(Assump!$C$56:$FN$56,($B16157-1)*Hrs_in_dy+$C16157)","v":0.9564348290060507},{"$f":"INDEX(ePrice!$F16158:$K16158,P_Off)*EPrice_Fac","v":49.696513052968321},15.55141824553718,null,15.55141824553718,13.478988304093566,1.7448509999999999,65.907001311621727,73.074428659649115,"E","G","E","|",11.477217948072612,22.954435896145213,0]
[9,2,6,{"$f":"INDEX(Assump!$C$30:$N$30,$A16162)*INDEX(Assump!$C$56:$FN$56,($B16162-1)*Hrs_in_dy+$C16162)","v":0.9564348290060507},{"$f":"INDEX(ePrice!$F16163:$K16163,P_Off)*EPrice_Fac","v":50.01832955323038},15.55141824553718,null,15.55141824553718,13.478988304093566,1.7448509999999999,66.232068483603598,73.074428659649115,"E","G","E","|",".",".","."]
[9,2,17,{"$f":"INDEX(Assump!$C$30:$N$30,$A16173)*INDEX(Assump!$C$56:$FN$56,($B16173-1)*Hrs_in_dy+$C16173)","v":0.9564348290060507},{"$f":"INDEX(ePrice!$F16174:$K16174,P_Off)*EPrice_Fac","v":50.034420378243482},15.55141824553718,null,15.55141824553718,13.478988304093566,1.7448509999999999,66.248321842202685,73.074428659649115,"E","G","E","|",".",".","."]
[9,3,8,{"$f":"INDEX(Assump!$C$30:$N$30,$A16188)*INDEX(Assump!$C$56:$FN$56,($B16188-1)*Hrs_in_dy+$C16188)","v":0.9564348290060507},{"$f":"INDEX(ePrice!$F16189:$K16189,P_Off)*EPrice_Fac","v":55.175438969929871},15.55141824553718,null,15.55141824553718,13.478988304093566,1.7448509999999999,71.441269914613187,73.074428659649115,"E","E","E","|",".",".","."]
[9,3,13,{"$f":"INDEX(Assump!$C$30:$N$30,$A16193)*INDEX(Assump!$C$56:$FN$56,($B16193-1)*Hrs_in_dy+$C16193)","v":0.9564348290060507},{"$f":"INDEX(ePrice!$F16194:$K16194,P_Off)*EPrice_Fac","v":54.749032107082627},15.55141824553718,null,15.55141824553718,13.478988304093566,1.7448509999999999,71.010555911737171,73.074428659649115,"E","E","E","|",".",".","."]
[9,3,24,{"$f":"INDEX(Assump!$C$30:$N$30,$A16204)*INDEX(Assump!$C$56:$FN$56,($B16204-1)*Hrs_in_dy+$C16204)","v":0.9564348290060507},{"$f":"INDEX(ePrice!$F16205:$K16205,P_Off)*EPrice_Fac","v":49.398832790225924},15.55141824553718,null,15.55141824553718,13.478988304093566,1.7448509999999999,65.606314177538493,73.074428659649115,"E","E","E","|",".",".","."]
[9,4,11,{"$f":"INDEX(Assump!$C$30:$N$30,$A16215)*INDEX(Assump!$C$56:$FN$56,($B16215-1)*Hrs_in_dy+$C16215)","v":0.9564348290060507},{"$f":"INDEX(ePrice!$F16216:$K16216,P_Off)*EPrice_Fac","v":55.062803194838139},15.55141824553718,null,15.55141824553718,13.478988304093566,1.7448509999999999,71.327496404419506,73.074428659649115,"E","E","E","|",".",".","."]
[9,4,19,{"$f":"INDEX(Assump!$C$30:$N$30,$A16223)*INDEX(Assump!$C$56:$FN$56,($B16223-1)*Hrs_in_dy+$C16223)","v":0.9564348290060507},{"$f":"INDEX(ePrice!$F16224:$K16224,P_Off)*EPrice_Fac","v":39.502975407167625},15.55141824553718,null,15.55141824553718,13.478988304093566,1.7448509999999999,55.610498639095759,73.074428659649115,"E","E","E","|",".",".","."]
[9,5,6,{"$f":"INDEX(Assump!$C$30:$N$30,$A16234)*INDEX(Assump!$C$56:$FN$56,($B16234-1)*Hrs_in_dy+$C16234)","v":0.9564348290060507},{"$f":"INDEX(ePrice!$F16235:$K16235,P_Off)*EPrice_Fac","v":44.716402711412975},15.55141824553718,null,15.55141824553718,13.478988304093566,1.7448509999999999,60.876586825202175,73.074428659649115,"E","E","E","|",".",".","."]
[9,5,21,{"$f":"INDEX(Assump!$C$30:$N$30,$A16249)*INDEX(Assump!$C$56:$FN$56,($B16249-1)*Hrs_in_dy+$C16249)","v":0.9564348290060507},{"$f":"INDEX(ePrice!$F16250:$K16250,P_Off)*EPrice_Fac","v":61.080771749738624},15.55141824553718,null,15.55141824553718,13.478988304093566,1.7448509999999999,77.406252520480621,73.074428659649115,"G","E","E","|",".",".","."]
[10,6,8,{"$f":"INDEX(Assump!$C$30:$N$30,$A16260)*INDEX(Assump!$C$56:$FN$56,($B16260-1)*Hrs_in_dy+$C16260)","v":1},{"$f":"INDEX(ePrice!$F16261:$K16261,P_Off)*EPrice_Fac","v":48.562109889544566},15.55141824553718,null,15.55141824553718,13.478988304093566,1.7448509999999999,64.761139530385606,73.074428659649115,"E","E","E","|",".",".","."]
[10,6,13,{"$f":"INDEX(Assump!$C$30:$N$30,$A16265)*INDEX(Assump!$C$56:$FN$56,($B16265-1)*Hrs_in_dy+$C16265)","v":1},{"$f":"INDEX(ePrice!$F16266:$K16266,P_Off)*EPrice_Fac","v":58.184423247380096},15.55141824553718,null,15.55141824553718,13.478988304093566,1.7448509999999999,74.480647972643709,73.074428659649115,"G","E","E","|",".",".","."]
[10,7,4,{"$f":"INDEX(Assump!$C$30:$N$30,$A16280)*INDEX(Assump!$C$56:$FN$56,($B16280-1)*Hrs_in_dy+$C16280)","v":1},{"$f":"INDEX(ePrice!$F16281:$K16281,P_Off)*EPrice_Fac","v":43.284319285246809},15.55141824553718,null,15.55141824553718,13.478988304093566,1.7448509999999999,59.430037909882813,73.074428659649115,"E","E","E","|",".",".","."]
[10,7,5,{"$f":"INDEX(Assump!$C$30:$N$30,$A16281)*INDEX(Assump!$C$56:$FN$56,($B16281-1)*Hrs_in_dy+$C16281)","v":1},{"$f":"INDEX(ePrice!$F16282:$K16282,P_Off)*EPrice_Fac","v":41.956826221665821},15.55141824553718,null,15.55141824553718,13.478988304093566,1.7448509999999999,58.089135825457575,73.074428659649115,"E","E","E","|",".",".","."]
[10,7,19,{"$f":"INDEX(Assump!$C$30:$N$30,$A16295)*INDEX(Assump!$C$56:$FN$56,($B16295-1)*Hrs_in_dy+$C16295)","v":1},{"$f":"INDEX(ePrice!$F16296:$K16296,P_Off)*EPrice_Fac","v":48.554064477038011},15.55141824553718,null,15.55141824553718,13.478988304093566,1.7448509999999999,64.753012851086055,73.074428659649115,"E","E","E","|",".",".","."]
[10,7,24,{"$f":"INDEX(Assump!$C$30:$N$30,$A16300)*INDEX(Assump!$C$56:$FN$56,($B16300-1)*Hrs_in_dy+$C16300)","v":1},{"$f":"INDEX(ePrice!$F16301:$K16301,P_Off)*EPrice_Fac","v":39.181158906905573},15.55141824553718,null,15.55141824553718,13.478988304093566,1.7448509999999999,55.285431467113888,73.074428659649115,"E","E","E","|",".",".","."]
[9,6,11,{"$f":"INDEX(Assump!$C$30:$N$30,$A16311)*INDEX(Assump!$C$56:$FN$56,($B16311-1)*Hrs_in_dy+$C16311)","v":0.9564348290060507},{"$f":"INDEX(ePrice!$F16312:$K16312,P_Off)*EPrice_Fac","v":48.779450063670701},15.55141824553718,null,15.55141824553718,13.478988304093566,1.7448509999999999,64.980675059805947,73.074428659649115,"E","E","E","|",".",".","."]
[9,7,2,{"$f":"INDEX(Assump!$C$30:$N$30,$A16326)*INDEX(Assump!$C$56:$FN$56,($B16326-1)*Hrs_in_dy+$C16326)","v":0.9564348290060507},{"$f":"INDEX(ePrice!$F16327:$K16327,P_Off)*EPrice_Fac","v":48.871597401932831},15.55141824553718,null,{"$f":"SUM($F16326:$G16326)","v":15.55141824553718},13.478988304093566,1.7448509999999999,{"$f":"SUM(E16326,H16326)/COP_Elec","v":65.073753179262638},{"$f":"SUM(I16326:J16326)*GJ_MWh/COP_Other","v":73.074428659649115},"E","E","E","|",".",".","."]
[9,7,13,{"$f":"INDEX(Assump!$C$30:$N$30,$A16337)*INDEX(Assump!$C$56:$FN$56,($B16337-1)*Hrs_in_dy+$C16337)","v":0.9564348290060507},{"$f":"INDEX(ePrice!$F16338:$K16338,P_Off)*EPrice_Fac","v":48.528139141137622},15.55141824553718,null,15.55141824553718,13.478988304093566,1.7448509999999999,64.726825643105869,73.074428659649115,"E","E","E","|",".",".","."]
[9,7,24,{"$f":"INDEX(Assump!$C$30:$N$30,$A16348)*INDEX(Assump!$C$56:$FN$56,($B16348-1)*Hrs_in_dy+$C16348)","v":0.9564348290060507},{"$f":"INDEX(ePrice!$F16349:$K16349,P_Off)*EPrice_Fac","v":33.818073142201378},15.55141824553718,null,15.55141824553718,13.478988304093566,1.7448509999999999,49.868173118927835,73.074428659649115,"E","E","E","|",".",".","."]
[9,1,8,{"$f":"INDEX(Assump!$C$30:$N$30,$A16356)*INDEX(Assump!$C$56:$FN$56,($B16356-1)*Hrs_in_dy+$C16356)","v":0.9564348290060507},{"$f":"INDEX(ePrice!$F16357:$K16357,P_Off)*EPrice_Fac","v":33.491368942908373},15.55141824553718,null,15.55141824553718,13.478988304093566,1.7448509999999999,49.538168877217728,73.074428659649115,"E","E","E","|",".",".","."]
[9,1,19,{"$f":"INDEX(Assump!$C$30:$N$30,$A16367)*INDEX(Assump!$C$56:$FN$56,($B16367-1)*Hrs_in_dy+$C16367)","v":0.9564348290060507},{"$f":"INDEX(ePrice!$F16368:$K16368,P_Off)*EPrice_Fac","v":51.43496881177024},15.55141824553718,null,15.55141824553718,13.478988304093566,1.7448509999999999,67.663017229603454,73.074428659649115,"E","E","E","|",".",".","."]
[9,1,24,{"$f":"INDEX(Assump!$C$30:$N$30,$A16372)*INDEX(Assump!$C$56:$FN$56,($B16372-1)*Hrs_in_dy+$C16372)","v":0.9564348290060507},{"$f":"INDEX(ePrice!$F16373:$K16373,P_Off)*EPrice_Fac","v":41.466302217958095},15.55141824553718,null,15.55141824553718,13.478988304093566,1.7448509999999999,57.593657033833608,73.074428659649115,"E","E","E","|",".",".","."]
[9,2,11,{"$f":"INDEX(Assump!$C$30:$N$30,$A16383)*INDEX(Assump!$C$56:$FN$56,($B16383-1)*Hrs_in_dy+$C16383)","v":0.9564348290060507},{"$f":"INDEX(ePrice!$F16384:$K16384,P_Off)*EPrice_Fac","v":65.215184397334085},15.55141824553718,null,15.55141824553718,13.478988304093566,1.7448509999999999,81.582426911991178,73.074428659649115,"G","G","E","|",".",".","."]
[9,3,2,{"$f":"INDEX(Assump!$C$30:$N$30,$A16398)*INDEX(Assump!$C$56:$FN$56,($B16398-1)*Hrs_in_dy+$C16398)","v":0.9564348290060507},{"$f":"INDEX(ePrice!$F16399:$K16399,P_Off)*EPrice_Fac","v":47.816091527293899},15.55141824553718,null,15.55141824553718,13.478988304093566,1.7448509999999999,64.007585629122303,73.074428659649115,"E","E","E","|",".",".","."]
[9,3,10,{"$f":"INDEX(Assump!$C$30:$N$30,$A16406)*INDEX(Assump!$C$56:$FN$56,($B16406-1)*Hrs_in_dy+$C16406)","v":0.9564348290060507},{"$f":"INDEX(ePrice!$F16407:$K16407,P_Off)*EPrice_Fac","v":52.515605778662483},15.55141824553718,null,15.55141824553718,13.478988304093566,1.7448509999999999,68.754569721413802,73.074428659649115,"E","E","E","|",".",".","."]
[9,3,17,{"$f":"INDEX(Assump!$C$30:$N$30,$A16413)*INDEX(Assump!$C$56:$FN$56,($B16413-1)*Hrs_in_dy+$C16413)","v":0.9564348290060507},{"$f":"INDEX(ePrice!$F16414:$K16414,P_Off)*EPrice_Fac","v":50.161660137602631},15.55141824553718,null,15.55141824553718,13.478988304093566,1.7448509999999999,66.376846851656381,73.074428659649115,"E","E","E","|",".",".","."]
[9,3,22,{"$f":"INDEX(Assump!$C$30:$N$30,$A16418)*INDEX(Assump!$C$56:$FN$56,($B16418-1)*Hrs_in_dy+$C16418)","v":0.9564348290060507},{"$f":"INDEX(ePrice!$F16419:$K16419,P_Off)*EPrice_Fac","v":52.532359840164688},15.55141824553718,null,15.55141824553718,13.478988304093566,1.7448509999999999,68.771493015860472,73.074428659649115,"E","E","E","|",".",".","."]
[9,4,13,{"$f":"INDEX(Assump!$C$30:$N$30,$A16433)*INDEX(Assump!$C$56:$FN$56,($B16433-1)*Hrs_in_dy+$C16433)","v":0.9564348290060507},{"$f":"INDEX(ePrice!$F16434:$K16434,P_Off)*EPrice_Fac","v":52.105131271858454},15.55141824553718,null,15.55141824553718,13.478988304093566,1.7448509999999999,68.339949007470338,73.074428659649115,"E","E","E","|",".",".","."]
[9,4,24,{"$f":"INDEX(Assump!$C$30:$N$30,$A16444)*INDEX(Assump!$C$56:$FN$56,($B16444-1)*Hrs_in_dy+$C16444)","v":0.9564348290060507},{"$f":"INDEX(ePrice!$F16445:$K16445,P_Off)*EPrice_Fac","v":48.645417571653063},15.55141824553718,null,15.55141824553718,13.478988304093566,1.7448509999999999,64.845288704232573,73.074428659649115,"E","E","E","|",".",".","."]
[9,5,5,{"$f":"INDEX(Assump!$C$30:$N$30,$A16449)*INDEX(Assump!$C$56:$FN$56,($B16449-1)*Hrs_in_dy+$C16449)","v":0.9564348290060507},{"$f":"INDEX(ePrice!$F16450:$K16450,P_Off)*EPrice_Fac","v":35.359446800404264},15.55141824553718,null,15.55141824553718,13.478988304093566,1.7448509999999999,51.425116208021656,73.074428659649115,"E","E","E","|",".",".","."]
[9,5,16,{"$f":"INDEX(Assump!$C$30:$N$30,$A16460)*INDEX(Assump!$C$56:$FN$56,($B16460-1)*Hrs_in_dy+$C16460)","v":0.9564348290060507},{"$f":"INDEX(ePrice!$F16461:$K16461,P_Off)*EPrice_Fac","v":50.446479183140127},15.55141824553718,null,15.55141824553718,13.478988304093566,1.7448509999999999,66.664542857249799,73.074428659649115,"E","E","E","|",".",".","."]
[9,1,4,{"$f":"INDEX(Assump!$C$30:$N$30,$A16472)*INDEX(Assump!$C$56:$FN$56,($B16472-1)*Hrs_in_dy+$C16472)","v":0.9564348290060507},{"$f":"INDEX(ePrice!$F16473:$K16473,P_Off)*EPrice_Fac","v":32.326258432012949},15.55141824553718,null,15.55141824553718,13.478988304093566,1.7448509999999999,48.36128957328296,73.074428659649115,"E","E","E","|",".",".","."]
[9,1,11,{"$f":"INDEX(Assump!$C$30:$N$30,$A16479)*INDEX(Assump!$C$56:$FN$56,($B16479-1)*Hrs_in_dy+$C16479)","v":0.9564348290060507},{"$f":"INDEX(ePrice!$F16480:$K16480,P_Off)*EPrice_Fac","v":35.896769629049082},15.55141824553718,null,15.55141824553718,13.478988304093566,1.7448509999999999,51.967866539986119,73.074428659649115,"E","E","E","|",".",".","."]
[9,1,22,{"$f":"INDEX(Assump!$C$30:$N$30,$A16490)*INDEX(Assump!$C$56:$FN$56,($B16490-1)*Hrs_in_dy+$C16490)","v":0.9564348290060507},{"$f":"INDEX(ePrice!$F16491:$K16491,P_Off)*EPrice_Fac","v":32.496620795291022},15.55141824553718,null,15.55141824553718,13.478988304093566,1.7448509999999999,48.533372768513331,73.074428659649115,"E","E","E","|",".",".","."]
[9,2,13,{"$f":"INDEX(Assump!$C$30:$N$30,$A16505)*INDEX(Assump!$C$56:$FN$56,($B16505-1)*Hrs_in_dy+$C16505)","v":0.9564348290060507},{"$f":"INDEX(ePrice!$F16506:$K16506,P_Off)*EPrice_Fac","v":57.319836811265837},15.55141824553718,null,15.55141824553718,13.478988304093566,1.7448509999999999,73.607328340205072,73.074428659649115,"G","G","E","|",".",".","."]
[9,2,24,{"$f":"INDEX(Assump!$C$30:$N$30,$A16516)*INDEX(Assump!$C$56:$FN$56,($B16516-1)*Hrs_in_dy+$C16516)","v":0.9564348290060507},{"$f":"INDEX(ePrice!$F16517:$K16517,P_Off)*EPrice_Fac","v":31.339576411360827},15.55141824553718,null,15.55141824553718,13.478988304093566,1.7448509999999999,47.36464106757375,73.074428659649115,"E","G","E","|",".",".","."]
[9,3,5,{"$f":"INDEX(Assump!$C$30:$N$30,$A16521)*INDEX(Assump!$C$56:$FN$56,($B16521-1)*Hrs_in_dy+$C16521)","v":0.9564348290060507},{"$f":"INDEX(ePrice!$F16522:$K16522,P_Off)*EPrice_Fac","v":0.58207140786672429},15.55141824553718,null,15.55141824553718,13.478988304093566,1.7448509999999999,16.296454195357477,73.074428659649115,"E","E","E","|",".",".","."]
[9,3,14,{"$f":"INDEX(Assump!$C$30:$N$30,$A16530)*INDEX(Assump!$C$56:$FN$56,($B16530-1)*Hrs_in_dy+$C16530)","v":0.9564348290060507},{"$f":"INDEX(ePrice!$F16531:$K16531,P_Off)*EPrice_Fac","v":52.982694979478417},15.55141824553718,null,15.55141824553718,13.478988304093566,1.7448509999999999,69.22637699496525,73.074428659649115,"E","E","E","|",".",".","."]
[9,3,20,{"$f":"INDEX(Assump!$C$30:$N$30,$A16536)*INDEX(Assump!$C$56:$FN$56,($B16536-1)*Hrs_in_dy+$C16536)","v":0.9564348290060507},{"$f":"INDEX(ePrice!$F16537:$K16537,P_Off)*EPrice_Fac","v":57.688955265034984},15.55141824553718,null,15.55141824553718,13.478988304093566,1.7448509999999999,73.980175263204217,73.074428659649115,"G","E","E","|",".",".","."]
[9,4,11,{"$f":"INDEX(Assump!$C$30:$N$30,$A16551)*INDEX(Assump!$C$56:$FN$56,($B16551-1)*Hrs_in_dy+$C16551)","v":0.9564348290060507},{"$f":"INDEX(ePrice!$F16552:$K16552,P_Off)*EPrice_Fac","v":85.060508298377528},15.55141824553718,null,15.55141824553718,13.478988304093566,1.7448509999999999,101.62820863021688,73.074428659649115,"G","E","E","|",".",".","."]
[9,4,16,{"$f":"INDEX(Assump!$C$30:$N$30,$A16556)*INDEX(Assump!$C$56:$FN$56,($B16556-1)*Hrs_in_dy+$C16556)","v":0.9564348290060507},{"$f":"INDEX(ePrice!$F16557:$K16557,P_Off)*EPrice_Fac","v":52.25155650374338},15.55141824553718,null,15.55141824553718,13.478988304093566,1.7448509999999999,68.487853282101582,73.074428659649115,"E","E","E","|",".",".","."]
[9,5,3,{"$f":"INDEX(Assump!$C$30:$N$30,$A16567)*INDEX(Assump!$C$56:$FN$56,($B16567-1)*Hrs_in_dy+$C16567)","v":0.9564348290060507},{"$f":"INDEX(ePrice!$F16568:$K16568,P_Off)*EPrice_Fac","v":13.25987060847611},15.55141824553718,null,15.55141824553718,13.478988304093566,1.7448509999999999,29.102311973750801,73.074428659649115,"E","E","E","|",".",".","."]
[9,5,18,{"$f":"INDEX(Assump!$C$30:$N$30,$A16582)*INDEX(Assump!$C$56:$FN$56,($B16582-1)*Hrs_in_dy+$C16582)","v":0.9564348290060507},{"$f":"INDEX(ePrice!$F16583:$K16583,P_Off)*EPrice_Fac","v":14.211060470111976},15.55141824553718,null,{"$f":"SUM($F16582:$G16582)","v":15.55141824553718},13.478988304093566,1.7448509999999999,{"$f":"SUM(E16582,H16582)/COP_Elec","v":30.063109813787026},{"$f":"SUM(I16582:J16582)*GJ_MWh/COP_Other","v":73.074428659649115},"E","E","E","|",".",".","."]
[9,6,4,{"$f":"INDEX(Assump!$C$30:$N$30,$A16592)*INDEX(Assump!$C$56:$FN$56,($B16592-1)*Hrs_in_dy+$C16592)","v":0.9564348290060507},{"$f":"INDEX(ePrice!$F16593:$K16593,P_Off)*EPrice_Fac","v":0.39751218098215324},15.55141824553718,null,15.55141824553718,13.478988304093566,1.7448509999999999,16.110030733857911,73.074428659649115,"E","E","E","|",".",".","."]
[9,6,9,{"$f":"INDEX(Assump!$C$30:$N$30,$A16597)*INDEX(Assump!$C$56:$FN$56,($B16597-1)*Hrs_in_dy+$C16597)","v":0.9564348290060507},{"$f":"INDEX(ePrice!$F16598:$K16598,P_Off)*EPrice_Fac","v":17.23499241829764},15.55141824553718,null,15.55141824553718,13.478988304093566,1.7448509999999999,33.117586529126086,73.074428659649115,"E","E","E","|",".",".","."]
[9,6,24,{"$f":"INDEX(Assump!$C$30:$N$30,$A16612)*INDEX(Assump!$C$56:$FN$56,($B16612-1)*Hrs_in_dy+$C16612)","v":0.9564348290060507},{"$f":"INDEX(ePrice!$F16613:$K16613,P_Off)*EPrice_Fac","v":15.630746830762522},15.55141824553718,null,15.55141824553718,13.478988304093566,1.7448509999999999,31.497136440706772,73.074428659649115,"E","E","E","|",".",".","."]
[9,7,11,{"$f":"INDEX(Assump!$C$30:$N$30,$A16623)*INDEX(Assump!$C$56:$FN$56,($B16623-1)*Hrs_in_dy+$C16623)","v":0.9564348290060507},{"$f":"INDEX(ePrice!$F16624:$K16624,P_Off)*EPrice_Fac","v":31.588021524474673},15.55141824553718,null,15.55141824553718,13.478988304093566,1.7448509999999999,47.615595727284699,73.074428659649115,"E","E","E","|",".",".","."]
[9,7,16,{"$f":"INDEX(Assump!$C$30:$N$30,$A16628)*INDEX(Assump!$C$56:$FN$56,($B16628-1)*Hrs_in_dy+$C16628)","v":0.9564348290060507},{"$f":"INDEX(ePrice!$F16629:$K16629,P_Off)*EPrice_Fac","v":3.1020146980214451},15.55141824553718,null,15.55141824553718,13.478988304093566,1.7448509999999999,18.841851458140024,73.074428659649115,"E","E","E","|",".",".","."]
[10,1,7,{"$f":"INDEX(Assump!$C$30:$N$30,$A16643)*INDEX(Assump!$C$56:$FN$56,($B16643-1)*Hrs_in_dy+$C16643)","v":1},{"$f":"INDEX(ePrice!$F16644:$K16644,P_Off)*EPrice_Fac","v":153.44897998264472},15.55141824553718,null,15.55141824553718,13.478988304093566,1.7448509999999999,170.70747295775948,73.074428659649115,"G","G","G","|",".",".","."]
[10,1,14,{"$f":"INDEX(Assump!$C$30:$N$30,$A16650)*INDEX(Assump!$C$56:$FN$56,($B16650-1)*Hrs_in_dy+$C16650)","v":1},{"$f":"INDEX(ePrice!$F16651:$K16651,P_Off)*EPrice_Fac","v":118.62262552653517},15.55141824553718,null,15.55141824553718,13.478988304093566,1.7448509999999999,135.52933714350743,73.074428659649115,"G","G","G","|",".",".","."]
[10,1,22,{"$f":"INDEX(Assump!$C$30:$N$30,$A16658)*INDEX(Assump!$C$56:$FN$56,($B16658-1)*Hrs_in_dy+$C16658)","v":1},{"$f":"INDEX(ePrice!$F16659:$K16659,P_Off)*EPrice_Fac","v":171.66469909148034},15.55141824553718,null,15.55141824553718,13.478988304093566,1.7448509999999999,189.10718922931062,73.074428659649115,"G","G","G","|",".",".","."]
[10,2,9,{"$f":"INDEX(Assump!$C$30:$N$30,$A16669)*INDEX(Assump!$C$56:$FN$56,($B16669-1)*Hrs_in_dy+$C16669)","v":1},{"$f":"INDEX(ePrice!$F16670:$K16670,P_Off)*EPrice_Fac","v":182.13737523944843},15.55141824553718,null,15.55141824553718,13.478988304093566,1.7448509999999999,199.68564998483396,73.074428659649115,"G","G","G","|",".",".","."]
[10,2,14,{"$f":"INDEX(Assump!$C$30:$N$30,$A16674)*INDEX(Assump!$C$56:$FN$56,($B16674-1)*Hrs_in_dy+$C16674)","v":1},{"$f":"INDEX(ePrice!$F16675:$K16675,P_Off)*EPrice_Fac","v":176.92085301437257},15.55141824553718,null,15.55141824553718,13.478988304093566,1.7448509999999999,194.41643561607046,73.074428659649115,"G","G","G","|",".",".","."]
[10,3,5,{"$f":"INDEX(Assump!$C$30:$N$30,$A16689)*INDEX(Assump!$C$56:$FN$56,($B16689-1)*Hrs_in_dy+$C16689)","v":1},{"$f":"INDEX(ePrice!$F16690:$K16690,P_Off)*EPrice_Fac","v":137.96289406090952},15.55141824553718,null,15.55141824553718,13.478988304093566,1.7448509999999999,155.06496192570373,73.074428659649115,"G","G","G","|",".",".","."]
[10,3,16,{"$f":"INDEX(Assump!$C$30:$N$30,$A16700)*INDEX(Assump!$C$56:$FN$56,($B16700-1)*Hrs_in_dy+$C16700)","v":1},{"$f":"INDEX(ePrice!$F16701:$K16701,P_Off)*EPrice_Fac","v":178.32282432462566},15.55141824553718,null,15.55141824553718,13.478988304093566,1.7448509999999999,195.83256825268973,73.074428659649115,"G","G","G","|",".",".","."]
[10,3,21,{"$f":"INDEX(Assump!$C$30:$N$30,$A16705)*INDEX(Assump!$C$56:$FN$56,($B16705-1)*Hrs_in_dy+$C16705)","v":1},{"$f":"INDEX(ePrice!$F16706:$K16706,P_Off)*EPrice_Fac","v":185.80330728745994},15.55141824553718,null,15.55141824553718,13.478988304093566,1.7448509999999999,203.38861164949205,73.074428659649115,"G","G","G","|",".",".","."]
[10,4,8,{"$f":"INDEX(Assump!$C$30:$N$30,$A16716)*INDEX(Assump!$C$56:$FN$56,($B16716-1)*Hrs_in_dy+$C16716)","v":1},{"$f":"INDEX(ePrice!$F16717:$K16717,P_Off)*EPrice_Fac","v":404.753575836062},15.55141824553718,null,15.55141824553718,13.478988304093566,1.7448509999999999,424.55049907232245,73.074428659649115,"G","G","G","|",".",".","."]
[10,4,22,{"$f":"INDEX(Assump!$C$30:$N$30,$A16730)*INDEX(Assump!$C$56:$FN$56,($B16730-1)*Hrs_in_dy+$C16730)","v":1},{"$f":"INDEX(ePrice!$F16731:$K16731,P_Off)*EPrice_Fac","v":168.78644703756859},15.55141824553718,null,15.55141824553718,13.478988304093566,1.7448509999999999,186.19986392232906,73.074428659649115,"G","G","G","|",".",".","."]
[10,5,3,{"$f":"INDEX(Assump!$C$30:$N$30,$A16735)*INDEX(Assump!$C$56:$FN$56,($B16735-1)*Hrs_in_dy+$C16735)","v":1},{"$f":"INDEX(ePrice!$F16736:$K16736,P_Off)*EPrice_Fac","v":124.76058472584097},15.55141824553718,null,15.55141824553718,13.478988304093566,1.7448509999999999,141.729295930685,73.074428659649115,"G","G","G","|",".",".","."]
[10,5,14,{"$f":"INDEX(Assump!$C$30:$N$30,$A16746)*INDEX(Assump!$C$56:$FN$56,($B16746-1)*Hrs_in_dy+$C16746)","v":1},{"$f":"INDEX(ePrice!$F16747:$K16747,P_Off)*EPrice_Fac","v":195.93416004176208},15.55141824553718,null,15.55141824553718,13.478988304093566,1.7448509999999999,213.62179624979723,73.074428659649115,"G","G","G","|",".",".","."]
[10,6,5,{"$f":"INDEX(Assump!$C$30:$N$30,$A16761)*INDEX(Assump!$C$56:$FN$56,($B16761-1)*Hrs_in_dy+$C16761)","v":1},{"$f":"INDEX(ePrice!$F16762:$K16762,P_Off)*EPrice_Fac","v":132.81077334478522},15.55141824553718,null,15.55141824553718,13.478988304093566,1.7448509999999999,149.86079958618424,73.074428659649115,"G","G","G","|",".",".","."]
[10,6,10,{"$f":"INDEX(Assump!$C$30:$N$30,$A16766)*INDEX(Assump!$C$56:$FN$56,($B16766-1)*Hrs_in_dy+$C16766)","v":1},{"$f":"INDEX(ePrice!$F16767:$K16767,P_Off)*EPrice_Fac","v":188.50321670119817},15.55141824553718,null,15.55141824553718,13.478988304093566,1.7448509999999999,206.11579287549026,73.074428659649115,"G","G","G","|",".",".","."]
[10,6,18,{"$f":"INDEX(Assump!$C$30:$N$30,$A16774)*INDEX(Assump!$C$56:$FN$56,($B16774-1)*Hrs_in_dy+$C16774)","v":1},{"$f":"INDEX(ePrice!$F16775:$K16775,P_Off)*EPrice_Fac","v":155.812019964944},15.55141824553718,null,{"$f":"SUM($F16774:$G16774)","v":15.55141824553718},13.478988304093566,1.7448509999999999,{"$f":"SUM(E16774,H16774)/COP_Elec","v":173.09438203078906},{"$f":"SUM(I16774:J16774)*GJ_MWh/COP_Other","v":73.074428659649115},"G","G","G","|",".",".","."]
[10,7,11,{"$f":"INDEX(Assump!$C$30:$N$30,$A16791)*INDEX(Assump!$C$56:$FN$56,($B16791-1)*Hrs_in_dy+$C16791)","v":1},{"$f":"INDEX(ePrice!$F16792:$K16792,P_Off)*EPrice_Fac","v":120.43082173940572},15.55141824553718,null,15.55141824553718,13.478988304093566,1.7448509999999999,137.35579796458879,73.074428659649115,"G","G","G","|",".",".","."]
[10,7,12,{"$f":"INDEX(Assump!$C$30:$N$30,$A16792)*INDEX(Assump!$C$56:$FN$56,($B16792-1)*Hrs_in_dy+$C16792)","v":1},{"$f":"INDEX(ePrice!$F16793:$K16793,P_Off)*EPrice_Fac","v":142.2282555383932},15.55141824553718,null,15.55141824553718,13.478988304093566,1.7448509999999999,159.37340786255595,73.074428659649115,"G","G","G","|",".",".","."]
[10,1,3,{"$f":"INDEX(Assump!$C$30:$N$30,$A16807)*INDEX(Assump!$C$56:$FN$56,($B16807-1)*Hrs_in_dy+$C16807)","v":1},{"$f":"INDEX(ePrice!$F16808:$K16808,P_Off)*EPrice_Fac","v":142.68897402550814},15.55141824553718,null,15.55141824553718,13.478988304093566,1.7448509999999999,159.83878007176295,73.074428659649115,"G","G","G","|",".",".","."]
[10,1,8,{"$f":"INDEX(Assump!$C$30:$N$30,$A16812)*INDEX(Assump!$C$56:$FN$56,($B16812-1)*Hrs_in_dy+$C16812)","v":1},{"$f":"INDEX(ePrice!$F16813:$K16813,P_Off)*EPrice_Fac","v":142.05486686044671},15.55141824553718,null,15.55141824553718,13.478988304093566,1.7448509999999999,159.1982677838221,73.074428659649115,"G","G","G","|",".",".","."]
[10,1,19,{"$f":"INDEX(Assump!$C$30:$N$30,$A16823)*INDEX(Assump!$C$56:$FN$56,($B16823-1)*Hrs_in_dy+$C16823)","v":1},{"$f":"INDEX(ePrice!$F16824:$K16824,P_Off)*EPrice_Fac","v":164.79355348257226},15.55141824553718,null,15.55141824553718,13.478988304093566,1.7448509999999999,182.16663810920147,73.074428659649115,"G","G","G","|",".",".","."]
[10,2,4,{"$f":"INDEX(Assump!$C$30:$N$30,$A16832)*INDEX(Assump!$C$56:$FN$56,($B16832-1)*Hrs_in_dy+$C16832)","v":1},{"$f":"INDEX(ePrice!$F16833:$K16833,P_Off)*EPrice_Fac","v":125.92476584919596},15.55141824553718,null,15.55141824553718,13.478988304093566,1.7448509999999999,142.90523645932643,73.074428659649115,"G","G","G","|",".",".","."]
[10,2,20,{"$f":"INDEX(Assump!$C$30:$N$30,$A16848)*INDEX(Assump!$C$56:$FN$56,($B16848-1)*Hrs_in_dy+$C16848)","v":1},{"$f":"INDEX(ePrice!$F16849:$K16849,P_Off)*EPrice_Fac","v":161.26137841469088},15.55141824553718,null,15.55141824553718,13.478988304093566,1.7448509999999999,178.59878450528086,73.074428659649115,"G","G","G","|",".",".","."]
[10,3,1,{"$f":"INDEX(Assump!$C$30:$N$30,$A16853)*INDEX(Assump!$C$56:$FN$56,($B16853-1)*Hrs_in_dy+$C16853)","v":1},{"$f":"INDEX(ePrice!$F16854:$K16854,P_Off)*EPrice_Fac","v":130.81928052951406},15.55141824553718,null,15.55141824553718,13.478988304093566,1.7448509999999999,147.84919068186994,73.074428659649115,"G","G","G","|",22,24,24]
[10,3,16,{"$f":"INDEX(Assump!$C$30:$N$30,$A16868)*INDEX(Assump!$C$56:$FN$56,($B16868-1)*Hrs_in_dy+$C16868)","v":1},{"$f":"INDEX(ePrice!$F16869:$K16869,P_Off)*EPrice_Fac","v":164.07522895965113},15.55141824553718,null,15.55141824553718,13.478988304093566,1.7448509999999999,181.44105778301849,73.074428659649115,"G","G","G","|",".",".","."]
[10,4,3,{"$f":"INDEX(Assump!$C$30:$N$30,$A16879)*INDEX(Assump!$C$56:$FN$56,($B16879-1)*Hrs_in_dy+$C16879)","v":1},{"$f":"INDEX(ePrice!$F16880:$K16880,P_Off)*EPrice_Fac","v":9.1004286110772661},15.55141824553718,null,15.55141824553718,13.478988304093566,1.7448509999999999,24.900855410721665,73.074428659649115,"E","G","G","|",".",".","."]
[10,4,8,{"$f":"INDEX(Assump!$C$30:$N$30,$A16884)*INDEX(Assump!$C$56:$FN$56,($B16884-1)*Hrs_in_dy+$C16884)","v":1},{"$f":"INDEX(ePrice!$F16885:$K16885,P_Off)*EPrice_Fac","v":124.66150548130011},15.55141824553718,null,15.55141824553718,13.478988304093566,1.7448509999999999,141.62921588569424,73.074428659649115,"G","G","G","|",".",".","."]
[10,4,23,{"$f":"INDEX(Assump!$C$30:$N$30,$A16899)*INDEX(Assump!$C$56:$FN$56,($B16899-1)*Hrs_in_dy+$C16899)","v":1},{"$f":"INDEX(ePrice!$F16900:$K16900,P_Off)*EPrice_Fac","v":134.74281861333182},15.55141824553718,null,15.55141824553718,13.478988304093566,1.7448509999999999,151.81236046350404,73.074428659649115,"G","G","G","|",".",".","."]
[10,5,7,{"$f":"INDEX(Assump!$C$30:$N$30,$A16907)*INDEX(Assump!$C$56:$FN$56,($B16907-1)*Hrs_in_dy+$C16907)","v":1},{"$f":"INDEX(ePrice!$F16908:$K16908,P_Off)*EPrice_Fac","v":126.34089867626756},15.55141824553718,null,15.55141824553718,13.478988304093566,1.7448509999999999,143.32557264828762,73.074428659649115,"G","G","G","|",".",".","."]
[10,5,14,{"$f":"INDEX(Assump!$C$30:$N$30,$A16914)*INDEX(Assump!$C$56:$FN$56,($B16914-1)*Hrs_in_dy+$C16914)","v":1},{"$f":"INDEX(ePrice!$F16915:$K16915,P_Off)*EPrice_Fac","v":139.90980121613728},15.55141824553718,null,15.55141824553718,13.478988304093566,1.7448509999999999,157.03153480977218,73.074428659649115,"G","G","G","|",".",".","."]
[10,6,1,{"$f":"INDEX(Assump!$C$30:$N$30,$A16925)*INDEX(Assump!$C$56:$FN$56,($B16925-1)*Hrs_in_dy+$C16925)","v":1},{"$f":"INDEX(ePrice!$F16926:$K16926,P_Off)*EPrice_Fac","v":20.643160600086539},15.55141824553718,null,15.55141824553718,13.478988304093566,1.7448509999999999,36.560180652145171,73.074428659649115,"E","G","G","|",20,24,24]
[10,6,6,{"$f":"INDEX(Assump!$C$30:$N$30,$A16930)*INDEX(Assump!$C$56:$FN$56,($B16930-1)*Hrs_in_dy+$C16930)","v":1},{"$f":"INDEX(ePrice!$F16931:$K16931,P_Off)*EPrice_Fac","v":113.85195990189314},15.55141824553718,null,15.55141824553718,13.478988304093566,1.7448509999999999,130.71048297720233,73.074428659649115,"G","G","G","|",".",".","."]
[10,6,21,{"$f":"INDEX(Assump!$C$30:$N$30,$A16945)*INDEX(Assump!$C$56:$FN$56,($B16945-1)*Hrs_in_dy+$C16945)","v":1},{"$f":"INDEX(ePrice!$F16946:$K16946,P_Off)*EPrice_Fac","v":172.17495720086575},15.55141824553718,null,15.55141824553718,13.478988304093566,1.7448509999999999,189.62260146101306,73.074428659649115,"G","G","G","|",".",".","."]
[10,7,8,{"$f":"INDEX(Assump!$C$30:$N$30,$A16956)*INDEX(Assump!$C$56:$FN$56,($B16956-1)*Hrs_in_dy+$C16956)","v":1},{"$f":"INDEX(ePrice!$F16957:$K16957,P_Off)*EPrice_Fac","v":160.15169087583334},15.55141824553718,null,15.55141824553718,13.478988304093566,1.7448509999999999,177.47788800138437,73.074428659649115,"G","G","G","|",".",".","."]
[10,7,17,{"$f":"INDEX(Assump!$C$30:$N$30,$A16965)*INDEX(Assump!$C$56:$FN$56,($B16965-1)*Hrs_in_dy+$C16965)","v":1},{"$f":"INDEX(ePrice!$F16966:$K16966,P_Off)*EPrice_Fac","v":139.90484725391022},{"$f":"Nwk_Elec_Var","v":15.55141824553718},null,15.55141824553718,{"$f":"IF(Other_fuel=\"Gas\",\nCHOOSE(Gas_price_option,Other_fuel_price_wholesale_flex,Gas_elec_m*$E16965+Gas_elec_c),\nOther_fuel_price_wholesale_flex)","v":13.478988304093566},{"$f":"IF(Other_fuel=\"Gas\",Nwk_Gas_Var,0)","v":1.7448509999999999},157.02653080752262,73.074428659649115,{"$f":"IF(K16965<L16965,ID_E,ID_O)","v":"G"},{"$f":"IF($C16965=1,IF(SUM($D16965:$D16988)=0,\".\",IF(SUMPRODUCT($K16965:$K16988,$D16965:$D16988)<SUMPRODUCT($L16965:$L16988,$D16965:$D16988),ID_E,ID_O)),N16964)","v":"G"},{"$f":"IF(SUM($B16965:$C16965)=2,IF(SUMPRODUCT($K16965:$K17132,$D16965:$D17132)<SUMPRODUCT($L16965:$L17132,$D16965:$D17132),ID_E,ID_O),O16964)","v":"G"},"|",{"$f":"IF($C16965=1,SUMIFS($D16965:$D16988,M16965:M16988,ID_O),\".\")","v":"."},{"$f":"IF($C16965=1,SUMIFS($D16965:$D16988,N16965:N16988,ID_O),\".\")","v":"."},{"$f":"IF($C16965=1,SUMIFS($D16965:$D16988,O16965:O16988,ID_O),\".\")","v":"."}]
[10,1,3,{"$f":"INDEX(Assump!$C$30:$N$30,$A16975)*INDEX(Assump!$C$56:$FN$56,($B16975-1)*Hrs_in_dy+$C16975)","v":1},{"$f":"INDEX(ePrice!$F16976:$K16976,P_Off)*EPrice_Fac","v":3.968023378018279},15.55141824553718,null,15.55141824553718,13.478988304093566,1.7448509999999999,19.71660770056107,73.074428659649115,"E","E","G","|",".",".","."]
[10,1,14,{"$f":"INDEX(Assump!$C$30:$N$30,$A16986)*INDEX(Assump!$C$56:$FN$56,($B16986-1)*Hrs_in_dy+$C16986)","v":1},{"$f":"INDEX(ePrice!$F16987:$K16987,P_Off)*EPrice_Fac","v":73.745608003992658},15.55141824553718,null,15.55141824553718,13.478988304093566,1.7448509999999999,90.199016413666499,73.074428659649115,"G","E","G","|",".",".","."]
[10,1,19,{"$f":"INDEX(Assump!$C$30:$N$30,$A16991)*INDEX(Assump!$C$56:$FN$56,($B16991-1)*Hrs_in_dy+$C16991)","v":1},{"$f":"INDEX(ePrice!$F16992:$K16992,P_Off)*EPrice_Fac","v":81.319634738063343},15.55141824553718,null,15.55141824553718,13.478988304093566,1.7448509999999999,97.849548468283359,73.074428659649115,"G","E","G","|",".",".","."]
[10,2,6,{"$f":"INDEX(Assump!$C$30:$N$30,$A17002)*INDEX(Assump!$C$56:$FN$56,($B17002-1)*Hrs_in_dy+$C17002)","v":1},{"$f":"INDEX(ePrice!$F17003:$K17003,P_Off)*EPrice_Fac","v":52.33673768538241},15.55141824553718,null,15.55141824553718,13.478988304093566,1.7448509999999999,68.573894879716761,73.074428659649115,"E","G","G","|",".",".","."]
[10,2,21,{"$f":"INDEX(Assump!$C$30:$N$30,$A17017)*INDEX(Assump!$C$56:$FN$56,($B17017-1)*Hrs_in_dy+$C17017)","v":1},{"$f":"INDEX(ePrice!$F17018:$K17018,P_Off)*EPrice_Fac","v":214.50751066249438},15.55141824553718,null,15.55141824553718,13.478988304093566,1.7448509999999999,232.38275647275916,73.074428659649115,"G","G","G","|",".",".","."]
[10,3,3,{"$f":"INDEX(Assump!$C$30:$N$30,$A17023)*INDEX(Assump!$C$56:$FN$56,($B17023-1)*Hrs_in_dy+$C17023)","v":1},{"$f":"INDEX(ePrice!$F17024:$K17024,P_Off)*EPrice_Fac","v":78.735805561679328},15.55141824553718,null,15.55141824553718,13.478988304093566,1.7448509999999999,95.239620007289403,73.074428659649115,"G","G","G","|",".",".","."]
[10,3,12,{"$f":"INDEX(Assump!$C$30:$N$30,$A17032)*INDEX(Assump!$C$56:$FN$56,($B17032-1)*Hrs_in_dy+$C17032)","v":1},{"$f":"INDEX(ePrice!$F17033:$K17033,P_Off)*EPrice_Fac","v":93.422460962609264},15.55141824553718,null,15.55141824553718,13.478988304093566,1.7448509999999999,110.07462546277418,73.074428659649115,"G","G","G","|",".",".","."]
[10,4,3,{"$f":"INDEX(Assump!$C$30:$N$30,$A17047)*INDEX(Assump!$C$56:$FN$56,($B17047-1)*Hrs_in_dy+$C17047)","v":1},{"$f":"INDEX(ePrice!$F17048:$K17048,P_Off)*EPrice_Fac","v":38.210858396909472},15.55141824553718,null,15.55141824553718,13.478988304093566,1.7448509999999999,54.305329941865303,73.074428659649115,"E","G","G","|",".",".","."]
[10,4,4,{"$f":"INDEX(Assump!$C$30:$N$30,$A17048)*INDEX(Assump!$C$56:$FN$56,($B17048-1)*Hrs_in_dy+$C17048)","v":1},{"$f":"INDEX(ePrice!$F17049:$K17049,P_Off)*EPrice_Fac","v":55.154815111273756},15.55141824553718,null,15.55141824553718,13.478988304093566,1.7448509999999999,71.420437734152472,73.074428659649115,"E","G","G","|",".",".","."]
[10,4,19,{"$f":"INDEX(Assump!$C$30:$N$30,$A17063)*INDEX(Assump!$C$56:$FN$56,($B17063-1)*Hrs_in_dy+$C17063)","v":1},{"$f":"INDEX(ePrice!$F17064:$K17064,P_Off)*EPrice_Fac","v":401.9628977227926},15.55141824553718,null,15.55141824553718,13.478988304093566,1.7448509999999999,421.73163229124225,73.074428659649115,"G","G","G","|",".",".","."]
[10,4,24,{"$f":"INDEX(Assump!$C$30:$N$30,$A17068)*INDEX(Assump!$C$56:$FN$56,($B17068-1)*Hrs_in_dy+$C17068)","v":1},{"$f":"INDEX(ePrice!$F17069:$K17069,P_Off)*EPrice_Fac","v":161.56740627383553},15.55141824553718,null,15.55141824553718,13.478988304093566,1.7448509999999999,178.90790355492192,73.074428659649115,"G","G","G","|",".",".","."]
[10,5,11,{"$f":"INDEX(Assump!$C$30:$N$30,$A17079)*INDEX(Assump!$C$56:$FN$56,($B17079-1)*Hrs_in_dy+$C17079)","v":1},{"$f":"INDEX(ePrice!$F17080:$K17080,P_Off)*EPrice_Fac","v":74.185710775794348},15.55141824553718,null,15.55141824553718,13.478988304093566,1.7448509999999999,90.643564668011649,73.074428659649115,"G","G","G","|",".",".","."]
[10,5,21,{"$f":"INDEX(Assump!$C$30:$N$30,$A17089)*INDEX(Assump!$C$56:$FN$56,($B17089-1)*Hrs_in_dy+$C17089)","v":1},{"$f":"INDEX(ePrice!$F17090:$K17090,P_Off)*EPrice_Fac","v":142.43003413226614},15.55141824553718,null,15.55141824553718,13.478988304093566,1.7448509999999999,159.57722462404377,73.074428659649115,"G","G","G","|",".",".","."]
[10,6,6,{"$f":"INDEX(Assump!$C$30:$N$30,$A17098)*INDEX(Assump!$C$56:$FN$56,($B17098-1)*Hrs_in_dy+$C17098)","v":1},{"$f":"INDEX(ePrice!$F17099:$K17099,P_Off)*EPrice_Fac","v":28.10978994088083},15.55141824553718,null,15.55141824553718,13.478988304093566,1.7448509999999999,44.102230491331319,73.074428659649115,"E","E","G","|",".",".","."]
[10,6,17,{"$f":"INDEX(Assump!$C$30:$N$30,$A17109)*INDEX(Assump!$C$56:$FN$56,($B17109-1)*Hrs_in_dy+$C17109)","v":1},{"$f":"INDEX(ePrice!$F17110:$K17110,P_Off)*EPrice_Fac","v":46.721878129009497},15.55141824553718,null,15.55141824553718,13.478988304093566,1.7448509999999999,62.902319570249169,73.074428659649115,"E","E","G","|",".",".","."]
[10,7,8,{"$f":"INDEX(Assump!$C$30:$N$30,$A17124)*INDEX(Assump!$C$56:$FN$56,($B17124-1)*Hrs_in_dy+$C17124)","v":1},{"$f":"INDEX(ePrice!$F17125:$K17125,P_Off)*EPrice_Fac","v":49.234722987360968},15.55141824553718,null,15.55141824553718,13.478988304093566,1.7448509999999999,65.440546699897112,73.074428659649115,"E","E","G","|",".",".","."]
[10,7,19,{"$f":"INDEX(Assump!$C$30:$N$30,$A17135)*INDEX(Assump!$C$56:$FN$56,($B17135-1)*Hrs_in_dy+$C17135)","v":1},{"$f":"INDEX(ePrice!$F17136:$K17136,P_Off)*EPrice_Fac","v":16.021160579941423},15.55141824553718,null,15.55141824553718,13.478988304093566,1.7448509999999999,31.891493763109697,73.074428659649115,"E","E","G","|",".",".","."]
[10,7,24,{"$f":"INDEX(Assump!$C$30:$N$30,$A17140)*INDEX(Assump!$C$56:$FN$56,($B17140-1)*Hrs_in_dy+$C17140)","v":1},{"$f":"INDEX(ePrice!$F17141:$K17141,P_Off)*EPrice_Fac","v":48.113170762447034},15.55141824553718,null,15.55141824553718,13.478988304093566,1.7448509999999999,64.30766566463052,73.074428659649115,"E","E","G","|",".",".","."]
[10,1,7,{"$f":"INDEX(Assump!$C$30:$N$30,$A17147)*INDEX(Assump!$C$56:$FN$56,($B17147-1)*Hrs_in_dy+$C17147)","v":1},{"$f":"INDEX(ePrice!$F17148:$K17148,P_Off)*EPrice_Fac","v":57.675957379085176},15.55141824553718,null,15.55141824553718,13.478988304093566,1.7448509999999999,73.967046085477122,73.074428659649115,"G","G","G","|",".",".","."]
[11,2,1,{"$f":"INDEX(Assump!$C$30:$N$30,$A17165)*INDEX(Assump!$C$56:$FN$56,($B17165-1)*Hrs_in_dy+$C17165)","v":0.93459647715134997},{"$f":"INDEX(ePrice!$F17166:$K17166,P_Off)*EPrice_Fac","v":76.268950172387918},15.55141824553718,null,15.55141824553718,13.478988304093566,1.7448509999999999,92.747846886793027,73.074428659649115,"G","G","G","|",22.430315451632396,22.430315451632396,22.430315451632396]
[11,2,6,{"$f":"INDEX(Assump!$C$30:$N$30,$A17170)*INDEX(Assump!$C$56:$FN$56,($B17170-1)*Hrs_in_dy+$C17170)","v":0.93459647715134997},{"$f":"INDEX(ePrice!$F17171:$K17171,P_Off)*EPrice_Fac","v":126.57137616768601},15.55141824553718,null,15.55141824553718,13.478988304093566,1.7448509999999999,143.55837819517495,73.074428659649115,"G","G","G","|",".",".","."]
[11,2,21,{"$f":"INDEX(Assump!$C$30:$N$30,$A17185)*INDEX(Assump!$C$56:$FN$56,($B17185-1)*Hrs_in_dy+$C17185)","v":0.93459647715134997},{"$f":"INDEX(ePrice!$F17186:$K17186,P_Off)*EPrice_Fac","v":101.0726002369686},15.55141824553718,null,15.55141824553718,13.478988304093566,1.7448509999999999,117.80203887121796,73.074428659649115,"G","G","G","|",".",".","."]
[11,2,22,{"$f":"INDEX(Assump!$C$30:$N$30,$A17186)*INDEX(Assump!$C$56:$FN$56,($B17186-1)*Hrs_in_dy+$C17186)","v":0.93459647715134997},{"$f":"INDEX(ePrice!$F17187:$K17187,P_Off)*EPrice_Fac","v":115.87813153533931},15.55141824553718,null,15.55141824553718,13.478988304093566,1.7448509999999999,132.75712099078433,73.074428659649115,"G","G","G","|",".",".","."]
[11,3,13,{"$f":"INDEX(Assump!$C$30:$N$30,$A17201)*INDEX(Assump!$C$56:$FN$56,($B17201-1)*Hrs_in_dy+$C17201)","v":0.93459647715134997},{"$f":"INDEX(ePrice!$F17202:$K17202,P_Off)*EPrice_Fac","v":56.428628722092121},15.55141824553718,null,15.55141824553718,13.478988304093566,1.7448509999999999,72.707118149120518,73.074428659649115,"E","G","G","|",".",".","."]
[11,3,21,{"$f":"INDEX(Assump!$C$30:$N$30,$A17209)*INDEX(Assump!$C$56:$FN$56,($B17209-1)*Hrs_in_dy+$C17209)","v":0.93459647715134997},{"$f":"INDEX(ePrice!$F17210:$K17210,P_Off)*EPrice_Fac","v":124.95374681564816},15.55141824553718,null,15.55141824553718,13.478988304093566,1.7448509999999999,141.92440915271249,73.074428659649115,"G","G","G","|",".",".","."]
[11,4,4,{"$f":"INDEX(Assump!$C$30:$N$30,$A17216)*INDEX(Assump!$C$56:$FN$56,($B17216-1)*Hrs_in_dy+$C17216)","v":0.93459647715134997},{"$f":"INDEX(ePrice!$F17217:$K17217,P_Off)*EPrice_Fac","v":2.2477901839562366},15.55141824553718,null,15.55141824553718,13.478988304093566,1.7448509999999999,17.978998413629711,73.074428659649115,"E","G","G","|",".",".","."]
[11,4,19,{"$f":"INDEX(Assump!$C$30:$N$30,$A17231)*INDEX(Assump!$C$56:$FN$56,($B17231-1)*Hrs_in_dy+$C17231)","v":0.93459647715134997},{"$f":"INDEX(ePrice!$F17232:$K17232,P_Off)*EPrice_Fac","v":108.61504070972349},15.55141824553718,null,15.55141824553718,13.478988304093566,1.7448509999999999,125.42066561137442,73.074428659649115,"G","G","G","|",".",".","."]
[11,5,6,{"$f":"INDEX(Assump!$C$30:$N$30,$A17242)*INDEX(Assump!$C$56:$FN$56,($B17242-1)*Hrs_in_dy+$C17242)","v":0.93459647715134997},{"$f":"INDEX(ePrice!$F17243:$K17243,P_Off)*EPrice_Fac","v":101.3909289046387},15.55141824553718,null,15.55141824553718,13.478988304093566,1.7448509999999999,118.12358297997564,73.074428659649115,"G","G","G","|",".",".","."]
[11,5,11,{"$f":"INDEX(Assump!$C$30:$N$30,$A17247)*INDEX(Assump!$C$56:$FN$56,($B17247-1)*Hrs_in_dy+$C17247)","v":0.93459647715134997},{"$f":"INDEX(ePrice!$F17248:$K17248,P_Off)*EPrice_Fac","v":142.05254382192794},15.55141824553718,null,15.55141824553718,13.478988304093566,1.7448509999999999,159.19592128026781,73.074428659649115,"G","G","G","|",".",".","."]
[11,5,22,{"$f":"INDEX(Assump!$C$30:$N$30,$A17258)*INDEX(Assump!$C$56:$FN$56,($B17258-1)*Hrs_in_dy+$C17258)","v":0.93459647715134997},{"$f":"INDEX(ePrice!$F17259:$K17259,P_Off)*EPrice_Fac","v":115.34541825474852},15.55141824553718,null,15.55141824553718,13.478988304093566,1.7448509999999999,132.21902676796535,73.074428659649115,"G","G","G","|",".",".","."]
[11,6,13,{"$f":"INDEX(Assump!$C$30:$N$30,$A17273)*INDEX(Assump!$C$56:$FN$56,($B17273-1)*Hrs_in_dy+$C17273)","v":0.93459647715134997},{"$f":"INDEX(ePrice!$F17274:$K17274,P_Off)*EPrice_Fac","v":124.28460696319877},15.55141824553718,null,15.55141824553718,13.478988304093566,1.7448509999999999,141.24851031185449,73.074428659649115,"G","G","G","|",".",".","."]
[11,6,20,{"$f":"INDEX(Assump!$C$30:$N$30,$A17280)*INDEX(Assump!$C$56:$FN$56,($B17280-1)*Hrs_in_dy+$C17280)","v":0.93459647715134997},{"$f":"INDEX(ePrice!$F17281:$K17281,P_Off)*EPrice_Fac","v":54.674572798195634},15.55141824553718,null,15.55141824553718,13.478988304093566,1.7448509999999999,70.935344488619009,73.074428659649115,"E","G","G","|",".",".","."]
[11,7,4,{"$f":"INDEX(Assump!$C$30:$N$30,$A17288)*INDEX(Assump!$C$56:$FN$56,($B17288-1)*Hrs_in_dy+$C17288)","v":0.93459647715134997},{"$f":"INDEX(ePrice!$F17289:$K17289,P_Off)*EPrice_Fac","v":78.822076017170588},15.55141824553718,null,15.55141824553718,13.478988304093566,1.7448509999999999,95.326761881522998,73.074428659649115,"G","G","G","|",".",".","."]
[11,7,19,{"$f":"INDEX(Assump!$C$30:$N$30,$A17303)*INDEX(Assump!$C$56:$FN$56,($B17303-1)*Hrs_in_dy+$C17303)","v":0.93459647715134997},{"$f":"INDEX(ePrice!$F17304:$K17304,P_Off)*EPrice_Fac","v":88.58632066019436},15.55141824553718,null,15.55141824553718,13.478988304093566,1.7448509999999999,105.18963525831468,73.074428659649115,"G","G","G","|",".",".","."]
[11,7,24,{"$f":"INDEX(Assump!$C$30:$N$30,$A17308)*INDEX(Assump!$C$56:$FN$56,($B17308-1)*Hrs_in_dy+$C17308)","v":0.93459647715134997},{"$f":"INDEX(ePrice!$F17309:$K17309,P_Off)*EPrice_Fac","v":77.750152952567191},15.55141824553718,null,15.55141824553718,13.478988304093566,1.7448509999999999,94.244011311216539,73.074428659649115,"G","G","G","|",".",".","."]
[10,1,11,{"$f":"INDEX(Assump!$C$30:$N$30,$A17319)*INDEX(Assump!$C$56:$FN$56,($B17319-1)*Hrs_in_dy+$C17319)","v":1},{"$f":"INDEX(ePrice!$F17320:$K17320,P_Off)*EPrice_Fac","v":86.093819195720116},15.55141824553718,null,15.55141824553718,13.478988304093566,1.7448509999999999,102.67195701137101,73.074428659649115,"G","G","G","|",".",".","."]
[10,1,16,{"$f":"INDEX(Assump!$C$30:$N$30,$A17324)*INDEX(Assump!$C$56:$FN$56,($B17324-1)*Hrs_in_dy+$C17324)","v":1},{"$f":"INDEX(ePrice!$F17325:$K17325,P_Off)*EPrice_Fac","v":90.451414873141502},15.55141824553718,null,15.55141824553718,13.478988304093566,1.7448509999999999,107.07356880674614,73.074428659649115,"G","G","G","|",".",".","."]
[10,2,10,{"$f":"INDEX(Assump!$C$30:$N$30,$A17342)*INDEX(Assump!$C$56:$FN$56,($B17342-1)*Hrs_in_dy+$C17342)","v":1},{"$f":"INDEX(ePrice!$F17343:$K17343,P_Off)*EPrice_Fac","v":92.711604585137337},15.55141824553718,null,15.55141824553718,13.478988304093566,1.7448509999999999,109.35658871785304,73.074428659649115,"G","G","G","|",".",".","."]
[10,2,17,{"$f":"INDEX(Assump!$C$30:$N$30,$A17349)*INDEX(Assump!$C$56:$FN$56,($B17349-1)*Hrs_in_dy+$C17349)","v":1},{"$f":"INDEX(ePrice!$F17350:$K17350,P_Off)*EPrice_Fac","v":87.790526708049455},{"$f":"Nwk_Elec_Var","v":15.55141824553718},null,15.55141824553718,{"$f":"IF(Other_fuel=\"Gas\",\nCHOOSE(Gas_price_option,Other_fuel_price_wholesale_flex,Gas_elec_m*$E17349+Gas_elec_c),\nOther_fuel_price_wholesale_flex)","v":13.478988304093566},{"$f":"IF(Other_fuel=\"Gas\",Nwk_Gas_Var,0)","v":1.7448509999999999},104.38580298342085,73.074428659649115,{"$f":"IF(K17349<L17349,ID_E,ID_O)","v":"G"},{"$f":"IF($C17349=1,IF(SUM($D17349:$D17372)=0,\".\",IF(SUMPRODUCT($K17349:$K17372,$D17349:$D17372)<SUMPRODUCT($L17349:$L17372,$D17349:$D17372),ID_E,ID_O)),N17348)","v":"G"},{"$f":"IF(SUM($B17349:$C17349)=2,IF(SUMPRODUCT($K17349:$K17516,$D17349:$D17516)<SUMPRODUCT($L17349:$L17516,$D17349:$D17516),ID_E,ID_O),O17348)","v":"G"},"|",{"$f":"IF($C17349=1,SUMIFS($D17349:$D17372,M17349:M17372,ID_O),\".\")","v":"."},{"$f":"IF($C17349=1,SUMIFS($D17349:$D17372,N17349:N17372,ID_O),\".\")","v":"."},{"$f":"IF($C17349=1,SUMIFS($D17349:$D17372,O17349:O17372,ID_O),\".\")","v":"."}]
[10,2,22,{"$f":"INDEX(Assump!$C$30:$N$30,$A17354)*INDEX(Assump!$C$56:$FN$56,($B17354-1)*Hrs_in_dy+$C17354)","v":1},{"$f":"INDEX(ePrice!$F17355:$K17355,P_Off)*EPrice_Fac","v":91.090028032763598},15.55141824553718,null,15.55141824553718,13.478988304093566,1.7448509999999999,107.71863260434422,73.074428659649115,"G","G","G","|",".",".","."]
[10,3,9,{"$f":"INDEX(Assump!$C$30:$N$30,$A17365)*INDEX(Assump!$C$56:$FN$56,($B17365-1)*Hrs_in_dy+$C17365)","v":1},{"$f":"INDEX(ePrice!$F17366:$K17366,P_Off)*EPrice_Fac","v":108.25119146927504},15.55141824553718,null,15.55141824553718,13.478988304093566,1.7448509999999999,125.05314112607294,73.074428659649115,"G","G","G","|",".",".","."]
[10,3,24,{"$f":"INDEX(Assump!$C$30:$N$30,$A17380)*INDEX(Assump!$C$56:$FN$56,($B17380-1)*Hrs_in_dy+$C17380)","v":1},{"$f":"INDEX(ePrice!$F17381:$K17381,P_Off)*EPrice_Fac","v":75.550441148625907},15.55141824553718,null,15.55141824553718,13.478988304093566,1.7448509999999999,92.022080196124335,73.074428659649115,"G","G","G","|",".",".","."]
[10,4,11,{"$f":"INDEX(Assump!$C$30:$N$30,$A17391)*INDEX(Assump!$C$56:$FN$56,($B17391-1)*Hrs_in_dy+$C17391)","v":1},{"$f":"INDEX(ePrice!$F17392:$K17392,P_Off)*EPrice_Fac","v":81.723701691639505},15.55141824553718,null,15.55141824553718,13.478988304093566,1.7448509999999999,98.257696906239076,73.074428659649115,"G","G","G","|",".",".","."]
[10,4,20,{"$f":"INDEX(Assump!$C$30:$N$30,$A17400)*INDEX(Assump!$C$56:$FN$56,($B17400-1)*Hrs_in_dy+$C17400)","v":1},{"$f":"INDEX(ePrice!$F17401:$K17401,P_Off)*EPrice_Fac","v":98.847299648173177},15.55141824553718,null,15.55141824553718,13.478988304093566,1.7448509999999999,115.55426049869733,73.074428659649115,"G","G","G","|",".",".","."]
[10,5,6,{"$f":"INDEX(Assump!$C$30:$N$30,$A17410)*INDEX(Assump!$C$56:$FN$56,($B17410-1)*Hrs_in_dy+$C17410)","v":1},{"$f":"INDEX(ePrice!$F17411:$K17411,P_Off)*EPrice_Fac","v":80.571693638987881},15.55141824553718,null,15.55141824553718,13.478988304093566,1.7448509999999999,97.094052408611176,73.074428659649115,"G","G","G","|",".",".","."]
[10,5,17,{"$f":"INDEX(Assump!$C$30:$N$30,$A17421)*INDEX(Assump!$C$56:$FN$56,($B17421-1)*Hrs_in_dy+$C17421)","v":1},{"$f":"INDEX(ePrice!$F17422:$K17422,P_Off)*EPrice_Fac","v":87.77800488139016},15.55141824553718,null,15.55141824553718,13.478988304093566,1.7448509999999999,104.37315467366398,73.074428659649115,"G","G","G","|",".",".","."]
[10,5,22,{"$f":"INDEX(Assump!$C$30:$N$30,$A17426)*INDEX(Assump!$C$56:$FN$56,($B17426-1)*Hrs_in_dy+$C17426)","v":1},{"$f":"INDEX(ePrice!$F17427:$K17427,P_Off)*EPrice_Fac","v":77.954631867203219},15.55141824553718,null,15.55141824553718,13.478988304093566,1.7448509999999999,94.450555669434749,73.074428659649115,"G","G","G","|",".",".","."]
[10,6,13,{"$f":"INDEX(Assump!$C$30:$N$30,$A17441)*INDEX(Assump!$C$56:$FN$56,($B17441-1)*Hrs_in_dy+$C17441)","v":1},{"$f":"INDEX(ePrice!$F17442:$K17442,P_Off)*EPrice_Fac","v":87.928266801301262},15.55141824553718,null,15.55141824553718,13.478988304093566,1.7448509999999999,104.5249343907459,73.074428659649115,"G","G","G","|",".",".","."]
[10,6,14,{"$f":"INDEX(Assump!$C$30:$N$30,$A17442)*INDEX(Assump!$C$56:$FN$56,($B17442-1)*Hrs_in_dy+$C17442)","v":1},{"$f":"INDEX(ePrice!$F17443:$K17443,P_Off)*EPrice_Fac","v":82.024225531461667},15.55141824553718,null,15.55141824553718,13.478988304093566,1.7448509999999999,98.561256340402878,73.074428659649115,"G","G","G","|",".",".","."]
[10,7,6,{"$f":"INDEX(Assump!$C$30:$N$30,$A17458)*INDEX(Assump!$C$56:$FN$56,($B17458-1)*Hrs_in_dy+$C17458)","v":1},{"$f":"INDEX(ePrice!$F17459:$K17459,P_Off)*EPrice_Fac","v":71.843980457485884},15.55141824553718,null,15.55141824553718,13.478988304093566,1.7448509999999999,88.2781805081041,73.074428659649115,"G","G","G","|",".",".","."]
[10,7,15,{"$f":"INDEX(Assump!$C$30:$N$30,$A17467)*INDEX(Assump!$C$56:$FN$56,($B17467-1)*Hrs_in_dy+$C17467)","v":1},{"$f":"INDEX(ePrice!$F17468:$K17468,P_Off)*EPrice_Fac","v":58.908933518473617},15.55141824553718,null,15.55141824553718,13.478988304093566,1.7448509999999999,75.212476529303828,73.074428659649115,"G","G","G","|",".",".","."]
[10,7,20,{"$f":"INDEX(Assump!$C$30:$N$30,$A17472)*INDEX(Assump!$C$56:$FN$56,($B17472-1)*Hrs_in_dy+$C17472)","v":1},{"$f":"INDEX(ePrice!$F17473:$K17473,P_Off)*EPrice_Fac","v":78.824898820021559},15.55141824553718,null,15.55141824553718,13.478988304093566,1.7448509999999999,95.329613197534073,73.074428659649115,"G","G","G","|",".",".","."]
[10,1,11,{"$f":"INDEX(Assump!$C$30:$N$30,$A17487)*INDEX(Assump!$C$56:$FN$56,($B17487-1)*Hrs_in_dy+$C17487)","v":1},{"$f":"INDEX(ePrice!$F17488:$K17488,P_Off)*EPrice_Fac","v":82.938789279668384},15.55141824553718,null,15.55141824553718,13.478988304093566,1.7448509999999999,99.485058106268241,73.074428659649115,"G","G","G","|",".",".","."]
[10,1,22,{"$f":"INDEX(Assump!$C$30:$N$30,$A17498)*INDEX(Assump!$C$56:$FN$56,($B17498-1)*Hrs_in_dy+$C17498)","v":1},{"$f":"INDEX(ePrice!$F17499:$K17499,P_Off)*EPrice_Fac","v":78.588042019779962},15.55141824553718,null,15.55141824553718,13.478988304093566,1.7448509999999999,95.090363904360743,73.074428659649115,"G","G","G","|",".",".","."]
[10,2,3,{"$f":"INDEX(Assump!$C$30:$N$30,$A17503)*INDEX(Assump!$C$56:$FN$56,($B17503-1)*Hrs_in_dy+$C17503)","v":1},{"$f":"INDEX(ePrice!$F17504:$K17504,P_Off)*EPrice_Fac","v":60.715196684277544},15.55141824553718,null,15.55141824553718,13.478988304093566,1.7448509999999999,77.036984777590632,73.074428659649115,"G","G","G","|",".",".","."]
[10,2,18,{"$f":"INDEX(Assump!$C$30:$N$30,$A17518)*INDEX(Assump!$C$56:$FN$56,($B17518-1)*Hrs_in_dy+$C17518)","v":1},{"$f":"INDEX(ePrice!$F17519:$K17519,P_Off)*EPrice_Fac","v":76.287576778576678},15.55141824553718,null,15.55141824553718,13.478988304093566,1.7448509999999999,92.766661640519047,73.074428659649115,"G","G","G","|",".",".","."]
[10,2,24,{"$f":"INDEX(Assump!$C$30:$N$30,$A17524)*INDEX(Assump!$C$56:$FN$56,($B17524-1)*Hrs_in_dy+$C17524)","v":1},{"$f":"INDEX(ePrice!$F17525:$K17525,P_Off)*EPrice_Fac","v":74.670538876935112},15.55141824553718,null,15.55141824553718,13.478988304093566,1.7448509999999999,91.133290022699285,73.074428659649115,"G","G","G","|",".",".","."]
[10,3,9,{"$f":"INDEX(Assump!$C$30:$N$30,$A17533)*INDEX(Assump!$C$56:$FN$56,($B17533-1)*Hrs_in_dy+$C17533)","v":1},{"$f":"INDEX(ePrice!$F17534:$K17534,P_Off)*EPrice_Fac","v":73.431826823979492},15.55141824553718,null,15.55141824553718,13.478988304093566,1.7448509999999999,89.882065726784518,73.074428659649115,"G","G","G","|",".",".","."]
[10,3,20,{"$f":"INDEX(Assump!$C$30:$N$30,$A17544)*INDEX(Assump!$C$56:$FN$56,($B17544-1)*Hrs_in_dy+$C17544)","v":1},{"$f":"INDEX(ePrice!$F17545:$K17545,P_Off)*EPrice_Fac","v":84.525317032222347},15.55141824553718,null,15.55141824553718,13.478988304093566,1.7448509999999999,101.08761139167629,73.074428659649115,"G","G","G","|",".",".","."]
[10,4,11,{"$f":"INDEX(Assump!$C$30:$N$30,$A17559)*INDEX(Assump!$C$56:$FN$56,($B17559-1)*Hrs_in_dy+$C17559)","v":1},{"$f":"INDEX(ePrice!$F17560:$K17560,P_Off)*EPrice_Fac","v":79.814550013100515},15.55141824553718,null,15.55141824553718,13.478988304093566,1.7448509999999999,96.329260867310808,73.074428659649115,"G","G","G","|",".",".","."]
[10,4,16,{"$f":"INDEX(Assump!$C$30:$N$30,$A17564)*INDEX(Assump!$C$56:$FN$56,($B17564-1)*Hrs_in_dy+$C17564)","v":1},{"$f":"INDEX(ePrice!$F17565:$K17565,P_Off)*EPrice_Fac","v":86.166763053133991},15.55141824553718,null,15.55141824553718,13.478988304093566,1.7448509999999999,102.74563767542543,73.074428659649115,"G","G","G","|",".",".","."]
[10,5,3,{"$f":"INDEX(Assump!$C$30:$N$30,$A17575)*INDEX(Assump!$C$56:$FN$56,($B17575-1)*Hrs_in_dy+$C17575)","v":1},{"$f":"INDEX(ePrice!$F17576:$K17576,P_Off)*EPrice_Fac","v":81.321751378026804},15.55141824553718,null,15.55141824553718,13.478988304093566,1.7448509999999999,97.851686488448465,73.074428659649115,"G","G","G","|",".",".","."]
[10,5,10,{"$f":"INDEX(Assump!$C$30:$N$30,$A17582)*INDEX(Assump!$C$56:$FN$56,($B17582-1)*Hrs_in_dy+$C17582)","v":1},{"$f":"INDEX(ePrice!$F17583:$K17583,P_Off)*EPrice_Fac","v":88.30857551908187},15.55141824553718,null,15.55141824553718,13.478988304093566,1.7448509999999999,104.90908461072631,73.074428659649115,"G","G","G","|",".",".","."]
[10,5,18,{"$f":"INDEX(Assump!$C$30:$N$30,$A17590)*INDEX(Assump!$C$56:$FN$56,($B17590-1)*Hrs_in_dy+$C17590)","v":1},{"$f":"INDEX(ePrice!$F17591:$K17591,P_Off)*EPrice_Fac","v":86.960026929410972},15.55141824553718,null,15.55141824553718,13.478988304093566,1.7448509999999999,103.54691431812945,73.074428659649115,"G","G","G","|",".",".","."]
[10,6,9,{"$f":"INDEX(Assump!$C$30:$N$30,$A17605)*INDEX(Assump!$C$56:$FN$56,($B17605-1)*Hrs_in_dy+$C17605)","v":1},{"$f":"INDEX(ePrice!$F17606:$K17606,P_Off)*EPrice_Fac","v":84.842622582733185},{"$f":"Nwk_Elec_Var","v":15.55141824553718},null,15.55141824553718,{"$f":"IF(Other_fuel=\"Gas\",\nCHOOSE(Gas_price_option,Other_fuel_price_wholesale_flex,Gas_elec_m*$E17605+Gas_elec_c),\nOther_fuel_price_wholesale_flex)","v":13.478988304093566},{"$f":"IF(Other_fuel=\"Gas\",Nwk_Gas_Var,0)","v":1.7448509999999999},101.40812204875795,73.074428659649115,{"$f":"IF(K17605<L17605,ID_E,ID_O)","v":"G"},{"$f":"IF($C17605=1,IF(SUM($D17605:$D17628)=0,\".\",IF(SUMPRODUCT($K17605:$K17628,$D17605:$D17628)<SUMPRODUCT($L17605:$L17628,$D17605:$D17628),ID_E,ID_O)),N17604)","v":"G"},{"$f":"IF(SUM($B17605:$C17605)=2,IF(SUMPRODUCT($K17605:$K17772,$D17605:$D17772)<SUMPRODUCT($L17605:$L17772,$D17605:$D17772),ID_E,ID_O),O17604)","v":"G"},"|",{"$f":"IF($C17605=1,SUMIFS($D17605:$D17628,M17605:M17628,ID_O),\".\")","v":"."},{"$f":"IF($C17605=1,SUMIFS($D17605:$D17628,N17605:N17628,ID_O),\".\")","v":"."},{"$f":"IF($C17605=1,SUMIFS($D17605:$D17628,O17605:O17628,ID_O),\".\")","v":"."}]
[10,6,14,{"$f":"INDEX(Assump!$C$30:$N$30,$A17610)*INDEX(Assump!$C$56:$FN$56,($B17610-1)*Hrs_in_dy+$C17610)","v":1},{"$f":"INDEX(ePrice!$F17611:$K17611,P_Off)*EPrice_Fac","v":87.002741138133572},15.55141824553718,null,15.55141824553718,13.478988304093566,1.7448509999999999,103.59005998350581,73.074428659649115,"G","G","G","|",".",".","."]
[10,7,1,{"$f":"INDEX(Assump!$C$30:$N$30,$A17621)*INDEX(Assump!$C$56:$FN$56,($B17621-1)*Hrs_in_dy+$C17621)","v":1},{"$f":"INDEX(ePrice!$F17622:$K17622,P_Off)*EPrice_Fac","v":86.209477261856605},15.55141824553718,null,15.55141824553718,13.478988304093566,1.7448509999999999,102.7887833408018,73.074428659649115,"G","G","G","|",24,24,24]
[10,7,16,{"$f":"INDEX(Assump!$C$30:$N$30,$A17636)*INDEX(Assump!$C$56:$FN$56,($B17636-1)*Hrs_in_dy+$C17636)","v":1},{"$f":"INDEX(ePrice!$F17637:$K17637,P_Off)*EPrice_Fac","v":76.67810668689765},15.55141824553718,null,15.55141824553718,13.478988304093566,1.7448509999999999,93.161136295388715,73.074428659649115,"G","G","G","|",".",".","."]
[10,7,20,{"$f":"INDEX(Assump!$C$30:$N$30,$A17640)*INDEX(Assump!$C$56:$FN$56,($B17640-1)*Hrs_in_dy+$C17640)","v":1},{"$f":"INDEX(ePrice!$F17641:$K17641,P_Off)*EPrice_Fac","v":83.390339486164535},15.55141824553718,null,15.55141824553718,13.478988304093566,1.7448509999999999,99.941169425961334,73.074428659649115,"G","G","G","|",".",".","."]
[10,1,7,{"$f":"INDEX(Assump!$C$30:$N$30,$A17651)*INDEX(Assump!$C$56:$FN$56,($B17651-1)*Hrs_in_dy+$C17651)","v":1},{"$f":"INDEX(ePrice!$F17652:$K17652,P_Off)*EPrice_Fac","v":25.455081462304893},15.55141824553718,null,15.55141824553718,13.478988304093566,1.7448509999999999,41.420706775598056,73.074428659649115,"E","G","G","|",".",".","."]
[10,1,22,{"$f":"INDEX(Assump!$C$30:$N$30,$A17666)*INDEX(Assump!$C$56:$FN$56,($B17666-1)*Hrs_in_dy+$C17666)","v":1},{"$f":"INDEX(ePrice!$F17667:$K17667,P_Off)*EPrice_Fac","v":83.647827728487229},15.55141824553718,null,15.55141824553718,13.478988304093566,1.7448509999999999,100.20125855962061,73.074428659649115,"G","G","G","|",".",".","."]
[10,2,9,{"$f":"INDEX(Assump!$C$30:$N$30,$A17677)*INDEX(Assump!$C$56:$FN$56,($B17677-1)*Hrs_in_dy+$C17677)","v":1},{"$f":"INDEX(ePrice!$F17678:$K17678,P_Off)*EPrice_Fac","v":107.96335469900201},15.55141824553718,null,15.55141824553718,13.478988304093566,1.7448509999999999,124.76239691367594,73.074428659649115,"G","G","G","|",".",".","."]
[10,2,14,{"$f":"INDEX(Assump!$C$30:$N$30,$A17682)*INDEX(Assump!$C$56:$FN$56,($B17682-1)*Hrs_in_dy+$C17682)","v":1},{"$f":"INDEX(ePrice!$F17683:$K17683,P_Off)*EPrice_Fac","v":56.947537715550766},15.55141824553718,null,15.55141824553718,13.478988304093566,1.7448509999999999,73.231268647563581,73.074428659649115,"G","G","G","|",".",".","."]
[10,3,5,{"$f":"INDEX(Assump!$C$30:$N$30,$A17697)*INDEX(Assump!$C$56:$FN$56,($B17697-1)*Hrs_in_dy+$C17697)","v":1},{"$f":"INDEX(ePrice!$F17698:$K17698,P_Off)*EPrice_Fac","v":16.897102696146057},15.55141824553718,null,15.55141824553718,13.478988304093566,1.7448509999999999,32.776283779478014,73.074428659649115,"E","G","G","|",".",".","."]
[10,3,6,{"$f":"INDEX(Assump!$C$30:$N$30,$A17698)*INDEX(Assump!$C$56:$FN$56,($B17698-1)*Hrs_in_dy+$C17698)","v":1},{"$f":"INDEX(ePrice!$F17699:$K17699,P_Off)*EPrice_Fac","v":20.028990868946689},15.55141824553718,null,15.55141824553718,13.478988304093566,1.7448509999999999,35.939807186347345,73.074428659649115,"E","G","G","|",".",".","."]
[10,3,23,{"$f":"INDEX(Assump!$C$30:$N$30,$A17715)*INDEX(Assump!$C$56:$FN$56,($B17715-1)*Hrs_in_dy+$C17715)","v":1},{"$f":"INDEX(ePrice!$F17716:$K17716,P_Off)*EPrice_Fac","v":57.536181757667499},15.55141824553718,null,15.55141824553718,13.478988304093566,1.7448509999999999,73.825858589095645,73.074428659649115,"G","G","G","|",".",".","."]
[10,4,1,{"$f":"INDEX(Assump!$C$30:$N$30,$A17717)*INDEX(Assump!$C$56:$FN$56,($B17717-1)*Hrs_in_dy+$C17717)","v":1},{"$f":"INDEX(ePrice!$F17718:$K17718,P_Off)*EPrice_Fac","v":49.446099537806596},15.55141824553718,null,15.55141824553718,13.478988304093566,1.7448509999999999,65.654058367013917,73.074428659649115,"E","G","G","|",17,24,24]
[10,4,12,{"$f":"INDEX(Assump!$C$30:$N$30,$A17728)*INDEX(Assump!$C$56:$FN$56,($B17728-1)*Hrs_in_dy+$C17728)","v":1},{"$f":"INDEX(ePrice!$F17729:$K17729,P_Off)*EPrice_Fac","v":73.210716058648018},15.55141824553718,null,15.55141824553718,13.478988304093566,1.7448509999999999,89.658721519378986,73.074428659649115,"G","G","G","|",".",".","."]
[10,5,3,{"$f":"INDEX(Assump!$C$30:$N$30,$A17743)*INDEX(Assump!$C$56:$FN$56,($B17743-1)*Hrs_in_dy+$C17743)","v":1},{"$f":"INDEX(ePrice!$F17744:$K17744,P_Off)*EPrice_Fac","v":49.830982180729087},15.55141824553718,null,15.55141824553718,13.478988304093566,1.7448509999999999,66.042828713400283,73.074428659649115,"E","G","G","|",".",".","."]
[10,5,14,{"$f":"INDEX(Assump!$C$30:$N$30,$A17754)*INDEX(Assump!$C$56:$FN$56,($B17754-1)*Hrs_in_dy+$C17754)","v":1},{"$f":"INDEX(ePrice!$F17755:$K17755,P_Off)*EPrice_Fac","v":83.436519610804297},15.55141824553718,null,15.55141824553718,13.478988304093566,1.7448509999999999,99.987816016506542,73.074428659649115,"G","G","G","|",".",".","."]
[10,5,19,{"$f":"INDEX(Assump!$C$30:$N$30,$A17759)*INDEX(Assump!$C$56:$FN$56,($B17759-1)*Hrs_in_dy+$C17759)","v":1},{"$f":"INDEX(ePrice!$F17760:$K17760,P_Off)*EPrice_Fac","v":75.799240500263949},15.55141824553718,null,15.55141824553718,13.478988304093566,1.7448509999999999,92.273392672526398,73.074428659649115,"G","G","G","|",".",".","."]
[10,6,9,{"$f":"INDEX(Assump!$C$30:$N$30,$A17773)*INDEX(Assump!$C$56:$FN$56,($B17773-1)*Hrs_in_dy+$C17773)","v":1},{"$f":"INDEX(ePrice!$F17774:$K17774,P_Off)*EPrice_Fac","v":66.796005343273237},15.55141824553718,null,15.55141824553718,13.478988304093566,1.7448509999999999,83.179215746273144,73.074428659649115,"G","G","G","|",".",".","."]
[10,6,20,{"$f":"INDEX(Assump!$C$30:$N$30,$A17784)*INDEX(Assump!$C$56:$FN$56,($B17784-1)*Hrs_in_dy+$C17784)","v":1},{"$f":"INDEX(ePrice!$F17785:$K17785,P_Off)*EPrice_Fac","v":66.373389107907357},15.55141824553718,null,15.55141824553718,13.478988304093566,1.7448509999999999,82.75233066004499,73.074428659649115,"G","G","G","|",".",".","."]
[10,7,1,{"$f":"INDEX(Assump!$C$30:$N$30,$A17789)*INDEX(Assump!$C$56:$FN$56,($B17789-1)*Hrs_in_dy+$C17789)","v":1},{"$f":"INDEX(ePrice!$F17790:$K17790,P_Off)*EPrice_Fac","v":73.22580949562537},15.55141824553718,null,15.55141824553718,13.478988304093566,1.7448509999999999,89.673967415315701,73.074428659649115,"G","G","G","|",24,24,24]
[10,7,12,{"$f":"INDEX(Assump!$C$30:$N$30,$A17800)*INDEX(Assump!$C$56:$FN$56,($B17800-1)*Hrs_in_dy+$C17800)","v":1},{"$f":"INDEX(ePrice!$F17801:$K17801,P_Off)*EPrice_Fac","v":81.912082476091697},15.55141824553718,null,15.55141824553718,13.478988304093566,1.7448509999999999,98.447980526897851,73.074428659649115,"G","G","G","|",".",".","."]
[10,5,3,{"$f":"INDEX(Assump!$C$30:$N$30,$A17815)*INDEX(Assump!$C$56:$FN$56,($B17815-1)*Hrs_in_dy+$C17815)","v":1},{"$f":"INDEX(ePrice!$F17816:$K17816,P_Off)*EPrice_Fac","v":52.027410791676239},15.55141824553718,null,15.55141824553718,13.478988304093566,1.7448509999999999,68.261443471932751,73.074428659649115,"E","G","G","|",".",".","."]
[10,5,8,{"$f":"INDEX(Assump!$C$30:$N$30,$A17820)*INDEX(Assump!$C$56:$FN$56,($B17820-1)*Hrs_in_dy+$C17820)","v":1},{"$f":"INDEX(ePrice!$F17821:$K17821,P_Off)*EPrice_Fac","v":146.25784197944006},15.55141824553718,null,15.55141824553718,13.478988304093566,1.7448509999999999,163.44369719694672,73.074428659649115,"G","G","G","|",".",".","."]
[10,5,14,{"$f":"INDEX(Assump!$C$30:$N$30,$A17826)*INDEX(Assump!$C$56:$FN$56,($B17826-1)*Hrs_in_dy+$C17826)","v":1},{"$f":"INDEX(ePrice!$F17827:$K17827,P_Off)*EPrice_Fac","v":68.622997575201936},15.55141824553718,null,15.55141824553718,13.478988304093566,1.7448509999999999,85.024662445191026,73.074428659649115,"G","G","G","|",".",".","."]
[10,5,23,{"$f":"INDEX(Assump!$C$30:$N$30,$A17835)*INDEX(Assump!$C$56:$FN$56,($B17835-1)*Hrs_in_dy+$C17835)","v":1},{"$f":"INDEX(ePrice!$F17836:$K17836,P_Off)*EPrice_Fac","v":60.784824786741474},15.55141824553718,null,15.55141824553718,13.478988304093566,1.7448509999999999,77.107316194220871,73.074428659649115,"G","G","G","|",".",".","."]
[10,6,14,{"$f":"INDEX(Assump!$C$30:$N$30,$A17850)*INDEX(Assump!$C$56:$FN$56,($B17850-1)*Hrs_in_dy+$C17850)","v":1},{"$f":"INDEX(ePrice!$F17851:$K17851,P_Off)*EPrice_Fac","v":64.461789613160619},15.55141824553718,null,15.55141824553718,13.478988304093566,1.7448509999999999,80.82142207949272,73.074428659649115,"G","G","G","|",".",".","."]
[10,7,1,{"$f":"INDEX(Assump!$C$30:$N$30,$A17861)*INDEX(Assump!$C$56:$FN$56,($B17861-1)*Hrs_in_dy+$C17861)","v":1},{"$f":"INDEX(ePrice!$F17862:$K17862,P_Off)*EPrice_Fac","v":54.768719389944081},{"$f":"Nwk_Elec_Var","v":15.55141824553718},null,15.55141824553718,{"$f":"IF(Other_fuel=\"Gas\",\nCHOOSE(Gas_price_option,Other_fuel_price_wholesale_flex,Gas_elec_m*$E17861+Gas_elec_c),\nOther_fuel_price_wholesale_flex)","v":13.478988304093566},{"$f":"IF(Other_fuel=\"Gas\",Nwk_Gas_Var,0)","v":1.7448509999999999},71.030442056041679,73.074428659649115,{"$f":"IF(K17861<L17861,ID_E,ID_O)","v":"E"},{"$f":"IF($C17861=1,IF(SUM($D17861:$D17884)=0,\".\",IF(SUMPRODUCT($K17861:$K17884,$D17861:$D17884)<SUMPRODUCT($L17861:$L17884,$D17861:$D17884),ID_E,ID_O)),N17860)","v":"G"},{"$f":"IF(SUM($B17861:$C17861)=2,IF(SUMPRODUCT($K17861:$K18028,$D17861:$D18028)<SUMPRODUCT($L17861:$L18028,$D17861:$D18028),ID_E,ID_O),O17860)","v":"G"},"|",{"$f":"IF($C17861=1,SUMIFS($D17861:$D17884,M17861:M17884,ID_O),\".\")","v":14},{"$f":"IF($C17861=1,SUMIFS($D17861:$D17884,N17861:N17884,ID_O),\".\")","v":24},{"$f":"IF($C17861=1,SUMIFS($D17861:$D17884,O17861:O17884,ID_O),\".\")","v":24}]
[10,7,6,{"$f":"INDEX(Assump!$C$30:$N$30,$A17866)*INDEX(Assump!$C$56:$FN$56,($B17866-1)*Hrs_in_dy+$C17866)","v":1},{"$f":"INDEX(ePrice!$F17867:$K17867,P_Off)*EPrice_Fac","v":55.482772827217438},15.55141824553718,null,15.55141824553718,13.478988304093566,1.7448509999999999,71.751708154297603,73.074428659649115,"E","G","G","|",".",".","."]
[10,7,17,{"$f":"INDEX(Assump!$C$30:$N$30,$A17877)*INDEX(Assump!$C$56:$FN$56,($B17877-1)*Hrs_in_dy+$C17877)","v":1},{"$f":"INDEX(ePrice!$F17878:$K17878,P_Off)*EPrice_Fac","v":58.297949022444605},15.55141824553718,null,15.55141824553718,13.478988304093566,1.7448509999999999,74.595320472708877,73.074428659649115,"G","G","G","|",".",".","."]
[10,1,8,{"$f":"INDEX(Assump!$C$30:$N$30,$A17892)*INDEX(Assump!$C$56:$FN$56,($B17892-1)*Hrs_in_dy+$C17892)","v":1},{"$f":"INDEX(ePrice!$F17893:$K17893,P_Off)*EPrice_Fac","v":76.370887745156566},15.55141824553718,null,15.55141824553718,13.478988304093566,1.7448509999999999,92.85081413201388,73.074428659649115,"G","G","E","|",".",".","."]
[10,1,13,{"$f":"INDEX(Assump!$C$30:$N$30,$A17897)*INDEX(Assump!$C$56:$FN$56,($B17897-1)*Hrs_in_dy+$C17897)","v":1},{"$f":"INDEX(ePrice!$F17898:$K17898,P_Off)*EPrice_Fac","v":71.150910893365079},15.55141824553718,null,15.55141824553718,13.478988304093566,1.7448509999999999,87.578110241315414,73.074428659649115,"G","G","E","|",".",".","."]
[10,1,23,{"$f":"INDEX(Assump!$C$30:$N$30,$A17907)*INDEX(Assump!$C$56:$FN$56,($B17907-1)*Hrs_in_dy+$C17907)","v":1},{"$f":"INDEX(ePrice!$F17908:$K17908,P_Off)*EPrice_Fac","v":53.102594702972908},15.55141824553718,null,15.55141824553718,13.478988304093566,1.7448509999999999,69.347487826777865,73.074428659649115,"E","G","E","|",".",".","."]
[10,2,14,{"$f":"INDEX(Assump!$C$30:$N$30,$A17922)*INDEX(Assump!$C$56:$FN$56,($B17922-1)*Hrs_in_dy+$C17922)","v":1},{"$f":"INDEX(ePrice!$F17923:$K17923,P_Off)*EPrice_Fac","v":63.132172867892976},15.55141824553718,null,15.55141824553718,13.478988304093566,1.7448509999999999,79.478374862050657,73.074428659649115,"G","G","E","|",".",".","."]
[10,3,1,{"$f":"INDEX(Assump!$C$30:$N$30,$A17933)*INDEX(Assump!$C$56:$FN$56,($B17933-1)*Hrs_in_dy+$C17933)","v":1},{"$f":"INDEX(ePrice!$F17934:$K17934,P_Off)*EPrice_Fac","v":41.324816743349075},15.55141824553718,null,15.55141824553718,13.478988304093566,1.7448509999999999,57.450742413016421,73.074428659649115,"E","E","E","|",6,0,0]
[10,3,6,{"$f":"INDEX(Assump!$C$30:$N$30,$A17938)*INDEX(Assump!$C$56:$FN$56,($B17938-1)*Hrs_in_dy+$C17938)","v":1},{"$f":"INDEX(ePrice!$F17939:$K17939,P_Off)*EPrice_Fac","v":19.812931006642444},15.55141824553718,null,15.55141824553718,13.478988304093566,1.7448509999999999,35.721564901191535,73.074428659649115,"E","E","E","|",".",".","."]
[10,3,21,{"$f":"INDEX(Assump!$C$30:$N$30,$A17953)*INDEX(Assump!$C$56:$FN$56,($B17953-1)*Hrs_in_dy+$C17953)","v":1},{"$f":"INDEX(ePrice!$F17954:$K17954,P_Off)*EPrice_Fac","v":70.978553167126677},15.55141824553718,null,15.55141824553718,13.478988304093566,1.7448509999999999,87.404011527943283,73.074428659649115,"G","E","E","|",".",".","."]
[10,4,3,{"$f":"INDEX(Assump!$C$30:$N$30,$A17959)*INDEX(Assump!$C$56:$FN$56,($B17959-1)*Hrs_in_dy+$C17959)","v":1},{"$f":"INDEX(ePrice!$F17960:$K17960,P_Off)*EPrice_Fac","v":62.221139172061456},15.55141824553718,null,15.55141824553718,13.478988304093566,1.7448509999999999,78.55813880565519,73.074428659649115,"G","E","E","|",".",".","."]
[10,4,12,{"$f":"INDEX(Assump!$C$30:$N$30,$A17968)*INDEX(Assump!$C$56:$FN$56,($B17968-1)*Hrs_in_dy+$C17968)","v":1},{"$f":"INDEX(ePrice!$F17969:$K17969,P_Off)*EPrice_Fac","v":68.943090495358945},15.55141824553718,null,15.55141824553718,13.478988304093566,1.7448509999999999,85.347988627167808,73.074428659649115,"G","E","E","|",".",".","."]
[10,4,17,{"$f":"INDEX(Assump!$C$30:$N$30,$A17973)*INDEX(Assump!$C$56:$FN$56,($B17973-1)*Hrs_in_dy+$C17973)","v":1},{"$f":"INDEX(ePrice!$F17974:$K17974,P_Off)*EPrice_Fac","v":38.041812434046271},15.55141824553718,null,15.55141824553718,13.478988304093566,1.7448509999999999,54.134576444023686,73.074428659649115,"E","E","E","|",".",".","."]
[10,1,4,{"$f":"INDEX(Assump!$C$30:$N$30,$A17984)*INDEX(Assump!$C$56:$FN$56,($B17984-1)*Hrs_in_dy+$C17984)","v":1},{"$f":"INDEX(ePrice!$F17985:$K17985,P_Off)*EPrice_Fac","v":5.7000407380119462},15.55141824553718,null,15.55141824553718,13.478988304093566,1.7448509999999999,21.46612018540316,73.074428659649115,"E","E","E","|",".",".","."]
[10,1,19,{"$f":"INDEX(Assump!$C$30:$N$30,$A17999)*INDEX(Assump!$C$56:$FN$56,($B17999-1)*Hrs_in_dy+$C17999)","v":1},{"$f":"INDEX(ePrice!$F18000:$K18000,P_Off)*EPrice_Fac","v":25.206531333350458},15.55141824553718,null,15.55141824553718,13.478988304093566,1.7448509999999999,41.169646039280444,73.074428659649115,"E","E","E","|",".",".","."]
[10,2,6,{"$f":"INDEX(Assump!$C$30:$N$30,$A18010)*INDEX(Assump!$C$56:$FN$56,($B18010-1)*Hrs_in_dy+$C18010)","v":1},{"$f":"INDEX(ePrice!$F18011:$K18011,P_Off)*EPrice_Fac","v":25.313007810399249},15.55141824553718,null,15.55141824553718,13.478988304093566,1.7448509999999999,41.277198036299424,73.074428659649115,"E","E","E","|",".",".","."]
[10,2,13,{"$f":"INDEX(Assump!$C$30:$N$30,$A18017)*INDEX(Assump!$C$56:$FN$56,($B18017-1)*Hrs_in_dy+$C18017)","v":1},{"$f":"INDEX(ePrice!$F18018:$K18018,P_Off)*EPrice_Fac","v":49.532857123097585},15.55141824553718,null,15.55141824553718,13.478988304093566,1.7448509999999999,65.741692291550265,73.074428659649115,"E","E","E","|",".",".","."]
[10,3,1,{"$f":"INDEX(Assump!$C$30:$N$30,$A18029)*INDEX(Assump!$C$56:$FN$56,($B18029-1)*Hrs_in_dy+$C18029)","v":1},{"$f":"INDEX(ePrice!$F18030:$K18030,P_Off)*EPrice_Fac","v":21.941252703854204},15.55141824553718,null,15.55141824553718,13.478988304093566,1.7448509999999999,37.871384797365032,73.074428659649115,"E","E","E","|",11,0,0]
[10,3,12,{"$f":"INDEX(Assump!$C$30:$N$30,$A18040)*INDEX(Assump!$C$56:$FN$56,($B18040-1)*Hrs_in_dy+$C18040)","v":1},{"$f":"INDEX(ePrice!$F18041:$K18041,P_Off)*EPrice_Fac","v":55.112224520454234},15.55141824553718,null,15.55141824553718,13.478988304093566,1.7448509999999999,71.377416935344854,73.074428659649115,"E","E","E","|",".",".","."]
[10,3,17,{"$f":"INDEX(Assump!$C$30:$N$30,$A18045)*INDEX(Assump!$C$56:$FN$56,($B18045-1)*Hrs_in_dy+$C18045)","v":1},{"$f":"INDEX(ePrice!$F18046:$K18046,P_Off)*EPrice_Fac","v":77.40839881447107},15.55141824553718,null,15.55141824553718,13.478988304093566,1.7448509999999999,93.898805111119444,73.074428659649115,"G","E","E","|",".",".","."]
[10,4,8,{"$f":"INDEX(Assump!$C$30:$N$30,$A18060)*INDEX(Assump!$C$56:$FN$56,($B18060-1)*Hrs_in_dy+$C18060)","v":1},{"$f":"INDEX(ePrice!$F18061:$K18061,P_Off)*EPrice_Fac","v":61.415631961742662},15.55141824553718,null,15.55141824553718,13.478988304093566,1.7448509999999999,77.744495158868531,73.074428659649115,"G","G","E","|",".",".","."]
[10,4,19,{"$f":"INDEX(Assump!$C$30:$N$30,$A18071)*INDEX(Assump!$C$56:$FN$56,($B18071-1)*Hrs_in_dy+$C18071)","v":1},{"$f":"INDEX(ePrice!$F18072:$K18072,P_Off)*EPrice_Fac","v":55.708492791927469},15.55141824553718,null,15.55141824553718,13.478988304093566,1.7448509999999999,71.97970811865116,73.074428659649115,"E","G","E","|",".",".","."]
[10,4,24,{"$f":"INDEX(Assump!$C$30:$N$30,$A18076)*INDEX(Assump!$C$56:$FN$56,($B18076-1)*Hrs_in_dy+$C18076)","v":1},{"$f":"INDEX(ePrice!$F18077:$K18077,P_Off)*EPrice_Fac","v":56.901029334873925},15.55141824553718,null,15.55141824553718,13.478988304093566,1.7448509999999999,73.184290485263745,73.074428659649115,"G","G","E","|",".",".","."]
[10,5,7,{"$f":"INDEX(Assump!$C$30:$N$30,$A18083)*INDEX(Assump!$C$56:$FN$56,($B18083-1)*Hrs_in_dy+$C18083)","v":1},{"$f":"INDEX(ePrice!$F18084:$K18084,P_Off)*EPrice_Fac","v":58.200042354869169},15.55141824553718,null,15.55141824553718,13.478988304093566,1.7448509999999999,74.496424848895302,73.074428659649115,"G","G","E","|",".",".","."]
[10,5,15,{"$f":"INDEX(Assump!$C$30:$N$30,$A18091)*INDEX(Assump!$C$56:$FN$56,($B18091-1)*Hrs_in_dy+$C18091)","v":1},{"$f":"INDEX(ePrice!$F18092:$K18092,P_Off)*EPrice_Fac","v":46.487629879502165},15.55141824553718,null,15.55141824553718,13.478988304093566,1.7448509999999999,62.665705176807421,73.074428659649115,"E","G","E","|",".",".","."]
[10,6,6,{"$f":"INDEX(Assump!$C$30:$N$30,$A18106)*INDEX(Assump!$C$56:$FN$56,($B18106-1)*Hrs_in_dy+$C18106)","v":1},{"$f":"INDEX(ePrice!$F18107:$K18107,P_Off)*EPrice_Fac","v":69.089036741058877},15.55141824553718,null,15.55141824553718,13.478988304093566,1.7448509999999999,85.495409077369757,73.074428659649115,"G","G","E","|",".",".","."]
[10,6,17,{"$f":"INDEX(Assump!$C$30:$N$30,$A18117)*INDEX(Assump!$C$56:$FN$56,($B18117-1)*Hrs_in_dy+$C18117)","v":1},{"$f":"INDEX(ePrice!$F18118:$K18118,P_Off)*EPrice_Fac","v":55.63041004209169},{"$f":"Nwk_Elec_Var","v":15.55141824553718},null,15.55141824553718,{"$f":"IF(Other_fuel=\"Gas\",\nCHOOSE(Gas_price_option,Other_fuel_price_wholesale_flex,Gas_elec_m*$E18117+Gas_elec_c),\nOther_fuel_price_wholesale_flex)","v":13.478988304093566},{"$f":"IF(Other_fuel=\"Gas\",Nwk_Gas_Var,0)","v":1.7448509999999999},71.900836654170575,73.074428659649115,{"$f":"IF(K18117<L18117,ID_E,ID_O)","v":"E"},{"$f":"IF($C18117=1,IF(SUM($D18117:$D18140)=0,\".\",IF(SUMPRODUCT($K18117:$K18140,$D18117:$D18140)<SUMPRODUCT($L18117:$L18140,$D18117:$D18140),ID_E,ID_O)),N18116)","v":"G"},{"$f":"IF(SUM($B18117:$C18117)=2,IF(SUMPRODUCT($K18117:$K18284,$D18117:$D18284)<SUMPRODUCT($L18117:$L18284,$D18117:$D18284),ID_E,ID_O),O18116)","v":"E"},"|",{"$f":"IF($C18117=1,SUMIFS($D18117:$D18140,M18117:M18140,ID_O),\".\")","v":"."},{"$f":"IF($C18117=1,SUMIFS($D18117:$D18140,N18117:N18140,ID_O),\".\")","v":"."},{"$f":"IF($C18117=1,SUMIFS($D18117:$D18140,O18117:O18140,ID_O),\".\")","v":"."}]
[10,6,22,{"$f":"INDEX(Assump!$C$30:$N$30,$A18122)*INDEX(Assump!$C$56:$FN$56,($B18122-1)*Hrs_in_dy+$C18122)","v":1},{"$f":"INDEX(ePrice!$F18123:$K18123,P_Off)*EPrice_Fac","v":46.686385969993232},15.55141824553718,null,15.55141824553718,13.478988304093566,1.7448509999999999,62.866468904576173,73.074428659649115,"E","G","E","|",".",".","."]
[10,7,9,{"$f":"INDEX(Assump!$C$30:$N$30,$A18133)*INDEX(Assump!$C$56:$FN$56,($B18133-1)*Hrs_in_dy+$C18133)","v":1},{"$f":"INDEX(ePrice!$F18134:$K18134,P_Off)*EPrice_Fac","v":34.654544063479854},15.55141824553718,null,15.55141824553718,13.478988304093566,1.7448509999999999,50.713093241431345,73.074428659649115,"E","E","E","|",".",".","."]
[10,7,17,{"$f":"INDEX(Assump!$C$30:$N$30,$A18141)*INDEX(Assump!$C$56:$FN$56,($B18141-1)*Hrs_in_dy+$C18141)","v":1},{"$f":"INDEX(ePrice!$F18142:$K18142,P_Off)*EPrice_Fac","v":42.732559455581466},15.55141824553718,null,15.55141824553718,13.478988304093566,1.7448509999999999,58.87270474860469,73.074428659649115,"E","E","E","|",".",".","."]
[10,1,4,{"$f":"INDEX(Assump!$C$30:$N$30,$A18152)*INDEX(Assump!$C$56:$FN$56,($B18152-1)*Hrs_in_dy+$C18152)","v":1},{"$f":"INDEX(ePrice!$F18153:$K18153,P_Off)*EPrice_Fac","v":16.181339902952789},15.55141824553718,null,15.55141824553718,13.478988304093566,1.7448509999999999,32.053291059080777,73.074428659649115,"E","E","E","|",".",".","."]
[10,1,15,{"$f":"INDEX(Assump!$C$30:$N$30,$A18163)*INDEX(Assump!$C$56:$FN$56,($B18163-1)*Hrs_in_dy+$C18163)","v":1},{"$f":"INDEX(ePrice!$F18164:$K18164,P_Off)*EPrice_Fac","v":41.704418815812787},15.55141824553718,null,15.55141824553718,13.478988304093566,1.7448509999999999,57.834178849848449,73.074428659649115,"E","E","E","|",".",".","."]
[10,2,6,{"$f":"INDEX(Assump!$C$30:$N$30,$A18178)*INDEX(Assump!$C$56:$FN$56,($B18178-1)*Hrs_in_dy+$C18178)","v":1},{"$f":"INDEX(ePrice!$F18179:$K18179,P_Off)*EPrice_Fac","v":37.703538070577203},15.55141824553718,null,15.55141824553718,13.478988304093566,1.7448509999999999,53.792885167792306,73.074428659649115,"E","E","E","|",".",".","."]
[10,2,11,{"$f":"INDEX(Assump!$C$30:$N$30,$A18183)*INDEX(Assump!$C$56:$FN$56,($B18183-1)*Hrs_in_dy+$C18183)","v":1},{"$f":"INDEX(ePrice!$F18184:$K18184,P_Off)*EPrice_Fac","v":63.213915774722167},15.55141824553718,null,15.55141824553718,13.478988304093566,1.7448509999999999,79.560943454807415,73.074428659649115,"G","E","E","|",".",".","."]
[10,2,22,{"$f":"INDEX(Assump!$C$30:$N$30,$A18194)*INDEX(Assump!$C$56:$FN$56,($B18194-1)*Hrs_in_dy+$C18194)","v":1},{"$f":"INDEX(ePrice!$F18195:$K18195,P_Off)*EPrice_Fac","v":62.731269843550891},15.55141824553718,null,15.55141824553718,13.478988304093566,1.7448509999999999,79.07342231221017,73.074428659649115,"G","E","E","|",".",".","."]
[10,3,12,{"$f":"INDEX(Assump!$C$30:$N$30,$A18208)*INDEX(Assump!$C$56:$FN$56,($B18208-1)*Hrs_in_dy+$C18208)","v":1},{"$f":"INDEX(ePrice!$F18209:$K18209,P_Off)*EPrice_Fac","v":28.838094387483761},15.55141824553718,null,15.55141824553718,13.478988304093566,1.7448509999999999,44.837891548506001,73.074428659649115,"E","E","E","|",".",".","."]
[10,3,13,{"$f":"INDEX(Assump!$C$30:$N$30,$A18209)*INDEX(Assump!$C$56:$FN$56,($B18209-1)*Hrs_in_dy+$C18209)","v":1},{"$f":"INDEX(ePrice!$F18210:$K18210,P_Off)*EPrice_Fac","v":39.526161521184527},15.55141824553718,null,15.55141824553718,13.478988304093566,1.7448509999999999,55.633918956284553,73.074428659649115,"E","E","E","|",".",".","."]
[10,4,4,{"$f":"INDEX(Assump!$C$30:$N$30,$A18224)*INDEX(Assump!$C$56:$FN$56,($B18224-1)*Hrs_in_dy+$C18224)","v":1},{"$f":"INDEX(ePrice!$F18225:$K18225,P_Off)*EPrice_Fac","v":27.599726537767985},15.55141824553718,null,15.55141824553718,13.478988304093566,1.7448509999999999,43.587014932631476,73.074428659649115,"E","E","E","|",".",".","."]
[10,4,9,{"$f":"INDEX(Assump!$C$30:$N$30,$A18229)*INDEX(Assump!$C$56:$FN$56,($B18229-1)*Hrs_in_dy+$C18229)","v":1},{"$f":"INDEX(ePrice!$F18230:$K18230,P_Off)*EPrice_Fac","v":33.467684964113509},15.55141824553718,null,15.55141824553718,13.478988304093566,1.7448509999999999,49.514245666313826,73.074428659649115,"E","E","E","|",".",".","."]
[10,4,20,{"$f":"INDEX(Assump!$C$30:$N$30,$A18240)*INDEX(Assump!$C$56:$FN$56,($B18240-1)*Hrs_in_dy+$C18240)","v":1},{"$f":"INDEX(ePrice!$F18241:$K18241,P_Off)*EPrice_Fac","v":24.272009854429186},15.55141824553718,null,15.55141824553718,13.478988304093566,1.7448509999999999,40.225684949460977,73.074428659649115,"E","E","E","|",".",".","."]
[10,5,11,{"$f":"INDEX(Assump!$C$30:$N$30,$A18255)*INDEX(Assump!$C$56:$FN$56,($B18255-1)*Hrs_in_dy+$C18255)","v":1},{"$f":"INDEX(ePrice!$F18256:$K18256,P_Off)*EPrice_Fac","v":46.575332358028163},15.55141824553718,null,15.55141824553718,13.478988304093566,1.7448509999999999,62.75429353895489,73.074428659649115,"E","E","E","|",".",".","."]
[10,5,17,{"$f":"INDEX(Assump!$C$30:$N$30,$A18261)*INDEX(Assump!$C$56:$FN$56,($B18261-1)*Hrs_in_dy+$C18261)","v":1},{"$f":"INDEX(ePrice!$F18262:$K18262,P_Off)*EPrice_Fac","v":41.545653706874866},15.55141824553718,null,15.55141824553718,13.478988304093566,1.7448509999999999,57.673810052941462,73.074428659649115,"E","E","E","|",".",".","."]
[10,6,2,{"$f":"INDEX(Assump!$C$30:$N$30,$A18270)*INDEX(Assump!$C$56:$FN$56,($B18270-1)*Hrs_in_dy+$C18270)","v":1},{"$f":"INDEX(ePrice!$F18271:$K18271,P_Off)*EPrice_Fac","v":61.65166710277304},15.55141824553718,null,15.55141824553718,13.478988304093566,1.7448509999999999,77.982914493242646,73.074428659649115,"G","E","E","|",".",".","."]
[10,6,17,{"$f":"INDEX(Assump!$C$30:$N$30,$A18285)*INDEX(Assump!$C$56:$FN$56,($B18285-1)*Hrs_in_dy+$C18285)","v":1},{"$f":"INDEX(ePrice!$F18286:$K18286,P_Off)*EPrice_Fac","v":18.20718269300065},15.55141824553718,null,15.55141824553718,13.478988304093566,1.7448509999999999,34.099596907613972,73.074428659649115,"E","E","E","|",".",".","."]
[10,7,4,{"$f":"INDEX(Assump!$C$30:$N$30,$A18296)*INDEX(Assump!$C$56:$FN$56,($B18296-1)*Hrs_in_dy+$C18296)","v":1},{"$f":"INDEX(ePrice!$F18297:$K18297,P_Off)*EPrice_Fac","v":17.857899453337225},15.55141824553718,null,15.55141824553718,13.478988304093566,1.7448509999999999,33.746785554418587,73.074428659649115,"E","E","E","|",".",".","."]
[10,7,9,{"$f":"INDEX(Assump!$C$30:$N$30,$A18301)*INDEX(Assump!$C$56:$FN$56,($B18301-1)*Hrs_in_dy+$C18301)","v":1},{"$f":"INDEX(ePrice!$F18302:$K18302,P_Off)*EPrice_Fac","v":103.27987866629562},15.55141824553718,null,15.55141824553718,13.478988304093566,1.7448509999999999,120.03161304225534,73.074428659649115,"G","E","E","|",".",".","."]
[10,7,24,{"$f":"INDEX(Assump!$C$30:$N$30,$A18316)*INDEX(Assump!$C$56:$FN$56,($B18316-1)*Hrs_in_dy+$C18316)","v":1},{"$f":"INDEX(ePrice!$F18317:$K18317,P_Off)*EPrice_Fac","v":29.104819770499468},15.55141824553718,null,15.55141824553718,13.478988304093566,1.7448509999999999,45.107311127309742,73.074428659649115,"E","E","E","|",".",".","."]
[10,1,11,{"$f":"INDEX(Assump!$C$30:$N$30,$A18327)*INDEX(Assump!$C$56:$FN$56,($B18327-1)*Hrs_in_dy+$C18327)","v":1},{"$f":"INDEX(ePrice!$F18328:$K18328,P_Off)*EPrice_Fac","v":0.75468913840032137},15.55141824553718,null,15.55141824553718,13.478988304093566,1.7448509999999999,16.470815539330811,73.074428659649115,"E","E","E","|",".",".","."]
[10,1,16,{"$f":"INDEX(Assump!$C$30:$N$30,$A18332)*INDEX(Assump!$C$56:$FN$56,($B18332-1)*Hrs_in_dy+$C18332)","v":1},{"$f":"INDEX(ePrice!$F18333:$K18333,P_Off)*EPrice_Fac","v":4.6666099016680418},15.55141824553718,null,15.55141824553718,13.478988304093566,1.7448509999999999,20.422250653742648,73.074428659649115,"E","E","E","|",".",".","."]
[10,2,2,{"$f":"INDEX(Assump!$C$30:$N$30,$A18342)*INDEX(Assump!$C$56:$FN$56,($B18342-1)*Hrs_in_dy+$C18342)","v":1},{"$f":"INDEX(ePrice!$F18343:$K18343,P_Off)*EPrice_Fac","v":2.0771260689917099E-2},15.55141824553718,null,15.55141824553718,13.478988304093566,1.7448509999999999,15.729484349724341,73.074428659649115,"E","E","E","|",".",".","."]
[10,2,7,{"$f":"INDEX(Assump!$C$30:$N$30,$A18347)*INDEX(Assump!$C$56:$FN$56,($B18347-1)*Hrs_in_dy+$C18347)","v":1},{"$f":"INDEX(ePrice!$F18348:$K18348,P_Off)*EPrice_Fac","v":3.5449618244125185},15.55141824553718,null,15.55141824553718,13.478988304093566,1.7448509999999999,19.289272797928991,73.074428659649115,"E","E","E","|",".",".","."]
[10,2,22,{"$f":"INDEX(Assump!$C$30:$N$30,$A18362)*INDEX(Assump!$C$56:$FN$56,($B18362-1)*Hrs_in_dy+$C18362)","v":1},{"$f":"INDEX(ePrice!$F18363:$K18363,P_Off)*EPrice_Fac","v":0.47081524230478766},15.55141824553718,null,15.55141824553718,13.478988304093566,1.7448509999999999,16.184074230143398,73.074428659649115,"E","E","E","|",".",".","."]
[10,3,9,{"$f":"INDEX(Assump!$C$30:$N$30,$A18373)*INDEX(Assump!$C$56:$FN$56,($B18373-1)*Hrs_in_dy+$C18373)","v":1},{"$f":"INDEX(ePrice!$F18374:$K18374,P_Off)*EPrice_Fac","v":107.69898667722018},{"$f":"Nwk_Elec_Var","v":15.55141824553718},null,15.55141824553718,{"$f":"IF(Other_fuel=\"Gas\",\nCHOOSE(Gas_price_option,Other_fuel_price_wholesale_flex,Gas_elec_m*$E18373+Gas_elec_c),\nOther_fuel_price_wholesale_flex)","v":13.478988304093566},{"$f":"IF(Other_fuel=\"Gas\",Nwk_Gas_Var,0)","v":1.7448509999999999},124.49535850783572,73.074428659649115,{"$f":"IF(K18373<L18373,ID_E,ID_O)","v":"G"},{"$f":"IF($C18373=1,IF(SUM($D18373:$D18396)=0,\".\",IF(SUMPRODUCT($K18373:$K18396,$D18373:$D18396)<SUMPRODUCT($L18373:$L18396,$D18373:$D18396),ID_E,ID_O)),N18372)","v":"G"},{"$f":"IF(SUM($B18373:$C18373)=2,IF(SUMPRODUCT($K18373:$K18540,$D18373:$D18540)<SUMPRODUCT($L18373:$L18540,$D18373:$D18540),ID_E,ID_O),O18372)","v":"E"},"|",{"$f":"IF($C18373=1,SUMIFS($D18373:$D18396,M18373:M18396,ID_O),\".\")","v":"."},{"$f":"IF($C18373=1,SUMIFS($D18373:$D18396,N18373:N18396,ID_O),\".\")","v":"."},{"$f":"IF($C18373=1,SUMIFS($D18373:$D18396,O18373:O18396,ID_O),\".\")","v":"."}]
[10,3,14,{"$f":"INDEX(Assump!$C$30:$N$30,$A18378)*INDEX(Assump!$C$56:$FN$56,($B18378-1)*Hrs_in_dy+$C18378)","v":1},{"$f":"INDEX(ePrice!$F18379:$K18379,P_Off)*EPrice_Fac","v":68.046650020168428},15.55141824553718,null,15.55141824553718,13.478988304093566,1.7448509999999999,84.442493197682438,73.074428659649115,"G","G","E","|",".",".","."]
[10,4,2,{"$f":"INDEX(Assump!$C$30:$N$30,$A18390)*INDEX(Assump!$C$56:$FN$56,($B18390-1)*Hrs_in_dy+$C18390)","v":1},{"$f":"INDEX(ePrice!$F18391:$K18391,P_Off)*EPrice_Fac","v":1.38475071266114E-2},15.55141824553718,null,15.55141824553718,13.478988304093566,1.7448509999999999,15.722490659256355,73.074428659649115,"E","G","E","|",".",".","."]
[10,4,15,{"$f":"INDEX(Assump!$C$30:$N$30,$A18403)*INDEX(Assump!$C$56:$FN$56,($B18403-1)*Hrs_in_dy+$C18403)","v":1},{"$f":"INDEX(ePrice!$F18404:$K18404,P_Off)*EPrice_Fac","v":96.247098283512528},15.55141824553718,null,15.55141824553718,13.478988304093566,1.7448509999999999,112.92779447378759,73.074428659649115,"G","G","E","|",".",".","."]
[10,4,20,{"$f":"INDEX(Assump!$C$30:$N$30,$A18408)*INDEX(Assump!$C$56:$FN$56,($B18408-1)*Hrs_in_dy+$C18408)","v":1},{"$f":"INDEX(ePrice!$F18409:$K18409,P_Off)*EPrice_Fac","v":123.20819465902493},15.55141824553718,null,15.55141824553718,13.478988304093566,1.7448509999999999,140.16122515612335,73.074428659649115,"G","G","E","|",".",".","."]
[10,5,7,{"$f":"INDEX(Assump!$C$30:$N$30,$A18419)*INDEX(Assump!$C$56:$FN$56,($B18419-1)*Hrs_in_dy+$C18419)","v":1},{"$f":"INDEX(ePrice!$F18420:$K18420,P_Off)*EPrice_Fac","v":13.335149362926776},15.55141824553718,null,15.55141824553718,13.478988304093566,1.7448509999999999,29.178351119660562,73.074428659649115,"E","E","E","|",".",".","."]
[10,5,22,{"$f":"INDEX(Assump!$C$30:$N$30,$A18434)*INDEX(Assump!$C$56:$FN$56,($B18434-1)*Hrs_in_dy+$C18434)","v":1},{"$f":"INDEX(ePrice!$F18435:$K18435,P_Off)*EPrice_Fac","v":14.526034975815358},15.55141824553718,null,15.55141824553718,13.478988304093566,1.7448509999999999,30.381265880154078,73.074428659649115,"E","E","E","|",".",".","."]
[10,6,3,{"$f":"INDEX(Assump!$C$30:$N$30,$A18439)*INDEX(Assump!$C$56:$FN$56,($B18439-1)*Hrs_in_dy+$C18439)","v":1},{"$f":"INDEX(ePrice!$F18440:$K18440,P_Off)*EPrice_Fac","v":1.38475071266114E-2},15.55141824553718,null,15.55141824553718,13.478988304093566,1.7448509999999999,15.722490659256355,73.074428659649115,"E","E","E","|",".",".","."]
[10,6,16,{"$f":"INDEX(Assump!$C$30:$N$30,$A18452)*INDEX(Assump!$C$56:$FN$56,($B18452-1)*Hrs_in_dy+$C18452)","v":1},{"$f":"INDEX(ePrice!$F18453:$K18453,P_Off)*EPrice_Fac","v":14.242161079719825},15.55141824553718,null,15.55141824553718,13.478988304093566,1.7448509999999999,30.094524570966673,73.074428659649115,"E","E","E","|",".",".","."]
[10,7,4,{"$f":"INDEX(Assump!$C$30:$N$30,$A18464)*INDEX(Assump!$C$56:$FN$56,($B18464-1)*Hrs_in_dy+$C18464)","v":1},{"$f":"INDEX(ePrice!$F18465:$K18465,P_Off)*EPrice_Fac","v":1.38475071266114E-2},15.55141824553718,null,15.55141824553718,13.478988304093566,1.7448509999999999,15.722490659256355,73.074428659649115,"E","E","E","|",".",".","."]
[10,7,5,{"$f":"INDEX(Assump!$C$30:$N$30,$A18465)*INDEX(Assump!$C$56:$FN$56,($B18465-1)*Hrs_in_dy+$C18465)","v":1},{"$f":"INDEX(ePrice!$F18466:$K18466,P_Off)*EPrice_Fac","v":1.38475071266114E-2},15.55141824553718,null,15.55141824553718,13.478988304093566,1.7448509999999999,15.722490659256355,73.074428659649115,"E","E","E","|",".",".","."]
[10,7,20,{"$f":"INDEX(Assump!$C$30:$N$30,$A18480)*INDEX(Assump!$C$56:$FN$56,($B18480-1)*Hrs_in_dy+$C18480)","v":1},{"$f":"INDEX(ePrice!$F18481:$K18481,P_Off)*EPrice_Fac","v":11.188785758302012},15.55141824553718,null,15.55141824553718,13.478988304093566,1.7448509999999999,27.010307074585043,73.074428659649115,"E","E","E","|",".",".","."]
[11,1,1,{"$f":"INDEX(Assump!$C$30:$N$30,$A18485)*INDEX(Assump!$C$56:$FN$56,($B18485-1)*Hrs_in_dy+$C18485)","v":0.93459647715134997},{"$f":"INDEX(ePrice!$F18486:$K18486,P_Off)*EPrice_Fac","v":168.15233987250716},15.55141824553718,null,15.55141824553718,13.478988304093566,1.7448509999999999,185.55935163438821,73.074428659649115,"G","G","G","|",21.495718974481047,22.430315451632396,22.430315451632396]
[11,1,12,{"$f":"INDEX(Assump!$C$30:$N$30,$A18496)*INDEX(Assump!$C$56:$FN$56,($B18496-1)*Hrs_in_dy+$C18496)","v":0.93459647715134997},{"$f":"INDEX(ePrice!$F18497:$K18497,P_Off)*EPrice_Fac","v":181.9937103348642},15.55141824553718,null,15.55141824553718,13.478988304093566,1.7448509999999999,199.54053391959735,73.074428659649115,"G","G","G","|",".",".","."]
[11,2,3,{"$f":"INDEX(Assump!$C$30:$N$30,$A18511)*INDEX(Assump!$C$56:$FN$56,($B18511-1)*Hrs_in_dy+$C18511)","v":0.93459647715134997},{"$f":"INDEX(ePrice!$F18512:$K18512,P_Off)*EPrice_Fac","v":0.22788226244395982},15.55141824553718,null,15.55141824553718,13.478988304093566,1.7448509999999999,15.938687381799131,73.074428659649115,"E","G","G","|",".",".","."]
[11,2,15,{"$f":"INDEX(Assump!$C$30:$N$30,$A18523)*INDEX(Assump!$C$56:$FN$56,($B18523-1)*Hrs_in_dy+$C18523)","v":0.93459647715134997},{"$f":"INDEX(ePrice!$F18524:$K18524,P_Off)*EPrice_Fac","v":144.83899363204466},15.55141824553718,null,15.55141824553718,13.478988304093566,1.7448509999999999,162.01051704806247,73.074428659649115,"G","G","G","|",".",".","."]
[11,2,18,{"$f":"INDEX(Assump!$C$30:$N$30,$A18526)*INDEX(Assump!$C$56:$FN$56,($B18526-1)*Hrs_in_dy+$C18526)","v":0.93459647715134997},{"$f":"INDEX(ePrice!$F18527:$K18527,P_Off)*EPrice_Fac","v":190.21233366952788},15.55141824553718,null,15.55141824553718,13.478988304093566,1.7448509999999999,207.84217365158088,73.074428659649115,"G","G","G","|",".",".","."]
[11,3,9,{"$f":"INDEX(Assump!$C$30:$N$30,$A18541)*INDEX(Assump!$C$56:$FN$56,($B18541-1)*Hrs_in_dy+$C18541)","v":0.93459647715134997},{"$f":"INDEX(ePrice!$F18542:$K18542,P_Off)*EPrice_Fac","v":176.57902962070665},15.55141824553718,null,15.55141824553718,13.478988304093566,1.7448509999999999,194.07115946085236,73.074428659649115,"G","G","G","|",".",".","."]
[11,3,20,{"$f":"INDEX(Assump!$C$30:$N$30,$A18552)*INDEX(Assump!$C$56:$FN$56,($B18552-1)*Hrs_in_dy+$C18552)","v":0.93459647715134997},{"$f":"INDEX(ePrice!$F18553:$K18553,P_Off)*EPrice_Fac","v":201.32407094478441},15.55141824553718,null,15.55141824553718,13.478988304093566,1.7448509999999999,219.06615069729455,73.074428659649115,"G","G","G","|",".",".","."]
[11,4,1,{"$f":"INDEX(Assump!$C$30:$N$30,$A18557)*INDEX(Assump!$C$56:$FN$56,($B18557-1)*Hrs_in_dy+$C18557)","v":0.93459647715134997},{"$f":"INDEX(ePrice!$F18558:$K18558,P_Off)*EPrice_Fac","v":142.15890006721457},15.55141824553718,null,15.55141824553718,13.478988304093566,1.7448509999999999,159.30335183106237,73.074428659649115,"G","G","G","|",22.430315451632396,22.430315451632396,22.430315451632396]
[11,4,16,{"$f":"INDEX(Assump!$C$30:$N$30,$A18572)*INDEX(Assump!$C$56:$FN$56,($B18572-1)*Hrs_in_dy+$C18572)","v":0.93459647715134997},{"$f":"INDEX(ePrice!$F18573:$K18573,P_Off)*EPrice_Fac","v":291.37719630796488},15.55141824553718,null,15.55141824553718,13.478988304093566,1.7448509999999999,310.02890358939607,73.074428659649115,"G","G","G","|",".",".","."]
[11,4,20,{"$f":"INDEX(Assump!$C$30:$N$30,$A18576)*INDEX(Assump!$C$56:$FN$56,($B18576-1)*Hrs_in_dy+$C18576)","v":0.93459647715134997},{"$f":"INDEX(ePrice!$F18577:$K18577,P_Off)*EPrice_Fac","v":175.24145981940512},15.55141824553718,null,15.55141824553718,13.478988304093566,1.7448509999999999,192.72007885347708,73.074428659649115,"G","G","G","|",".",".","."]
[12,5,7,{"$f":"INDEX(Assump!$C$30:$N$30,$A18587)*INDEX(Assump!$C$56:$FN$56,($B18587-1)*Hrs_in_dy+$C18587)","v":0.80083516575099611},{"$f":"INDEX(ePrice!$F18588:$K18588,P_Off)*EPrice_Fac","v":141.92110988031655},15.55141824553718,null,15.55141824553718,13.478988304093566,1.7448509999999999,159.06315972308457,73.074428659649115,"G","G","G","|",".",".","."]
[12,5,22,{"$f":"INDEX(Assump!$C$30:$N$30,$A18602)*INDEX(Assump!$C$56:$FN$56,($B18602-1)*Hrs_in_dy+$C18602)","v":0.80083516575099611},{"$f":"INDEX(ePrice!$F18603:$K18603,P_Off)*EPrice_Fac","v":189.09273820621627},15.55141824553718,null,15.55141824553718,13.478988304093566,1.7448509999999999,206.71126914318529,73.074428659649115,"G","G","G","|",".",".","."]
[12,5,23,{"$f":"INDEX(Assump!$C$30:$N$30,$A18603)*INDEX(Assump!$C$56:$FN$56,($B18603-1)*Hrs_in_dy+$C18603)","v":0.80083516575099611},{"$f":"INDEX(ePrice!$F18604:$K18604,P_Off)*EPrice_Fac","v":174.20112775172615},15.55141824553718,null,15.55141824553718,13.478988304093566,1.7448509999999999,191.66923838107408,73.074428659649115,"G","G","G","|",".",".","."]
[12,6,14,{"$f":"INDEX(Assump!$C$30:$N$30,$A18618)*INDEX(Assump!$C$56:$FN$56,($B18618-1)*Hrs_in_dy+$C18618)","v":0.80083516575099611},{"$f":"INDEX(ePrice!$F18619:$K18619,P_Off)*EPrice_Fac","v":148.65354454686747},15.55141824553718,null,15.55141824553718,13.478988304093566,1.7448509999999999,165.8635987802067,73.074428659649115,"G","G","G","|",".",".","."]
[12,7,1,{"$f":"INDEX(Assump!$C$30:$N$30,$A18629)*INDEX(Assump!$C$56:$FN$56,($B18629-1)*Hrs_in_dy+$C18629)","v":0.80083516575099611},{"$f":"INDEX(ePrice!$F18630:$K18630,P_Off)*EPrice_Fac","v":156.3569558099187},{"$f":"Nwk_Elec_Var","v":15.55141824553718},null,15.55141824553718,{"$f":"IF(Other_fuel=\"Gas\",\nCHOOSE(Gas_price_option,Other_fuel_price_wholesale_flex,Gas_elec_m*$E18629+Gas_elec_c),\nOther_fuel_price_wholesale_flex)","v":13.478988304093566},{"$f":"IF(Other_fuel=\"Gas\",Nwk_Gas_Var,0)","v":1.7448509999999999},173.64482227823825,73.074428659649115,{"$f":"IF(K18629<L18629,ID_E,ID_O)","v":"G"},{"$f":"IF($C18629=1,IF(SUM($D18629:$D18652)=0,\".\",IF(SUMPRODUCT($K18629:$K18652,$D18629:$D18652)<SUMPRODUCT($L18629:$L18652,$D18629:$D18652),ID_E,ID_O)),N18628)","v":"G"},{"$f":"IF(SUM($B18629:$C18629)=2,IF(SUMPRODUCT($K18629:$K18796,$D18629:$D18796)<SUMPRODUCT($L18629:$L18796,$D18629:$D18796),ID_E,ID_O),O18628)","v":"G"},"|",{"$f":"IF($C18629=1,SUMIFS($D18629:$D18652,M18629:M18652,ID_O),\".\")","v":19.220043978023906},{"$f":"IF($C18629=1,SUMIFS($D18629:$D18652,N18629:N18652,ID_O),\".\")","v":19.220043978023906},{"$f":"IF($C18629=1,SUMIFS($D18629:$D18652,O18629:O18652,ID_O),\".\")","v":19.220043978023906}]
[12,7,6,{"$f":"INDEX(Assump!$C$30:$N$30,$A18634)*INDEX(Assump!$C$56:$FN$56,($B18634-1)*Hrs_in_dy+$C18634)","v":0.80083516575099611},{"$f":"INDEX(ePrice!$F18635:$K18635,P_Off)*EPrice_Fac","v":146.90479588072139},15.55141824553718,null,15.55141824553718,13.478988304093566,1.7448509999999999,164.09718598611977,73.074428659649115,"G","G","G","|",".",".","."]
[12,7,20,{"$f":"INDEX(Assump!$C$30:$N$30,$A18648)*INDEX(Assump!$C$56:$FN$56,($B18648-1)*Hrs_in_dy+$C18648)","v":0.80083516575099611},{"$f":"INDEX(ePrice!$F18649:$K18649,P_Off)*EPrice_Fac","v":169.2422115624565},15.55141824553718,null,15.55141824553718,13.478988304093566,1.7448509999999999,186.66023212928656,73.074428659649115,"G","G","G","|",".",".","."]
[11,1,7,{"$f":"INDEX(Assump!$C$30:$N$30,$A18659)*INDEX(Assump!$C$56:$FN$56,($B18659-1)*Hrs_in_dy+$C18659)","v":0.93459647715134997},{"$f":"INDEX(ePrice!$F18660:$K18660,P_Off)*EPrice_Fac","v":0.47558037379609008},15.55141824553718,null,15.55141824553718,13.478988304093566,1.7448509999999999,16.188887494276031,73.074428659649115,"E","G","G","|",".",".","."]
[11,1,12,{"$f":"INDEX(Assump!$C$30:$N$30,$A18664)*INDEX(Assump!$C$56:$FN$56,($B18664-1)*Hrs_in_dy+$C18664)","v":0.93459647715134997},{"$f":"INDEX(ePrice!$F18665:$K18665,P_Off)*EPrice_Fac","v":156.56502222345446},15.55141824553718,null,15.55141824553718,13.478988304093566,1.7448509999999999,173.85499037271882,73.074428659649115,"G","G","G","|",".",".","."]
[11,1,23,{"$f":"INDEX(Assump!$C$30:$N$30,$A18675)*INDEX(Assump!$C$56:$FN$56,($B18675-1)*Hrs_in_dy+$C18675)","v":0.93459647715134997},{"$f":"INDEX(ePrice!$F18676:$K18676,P_Off)*EPrice_Fac","v":148.47024794446688},15.55141824553718,null,15.55141824553718,13.478988304093566,1.7448509999999999,165.67845069697378,73.074428659649115,"G","G","G","|",".",".","."]
[11,2,14,{"$f":"INDEX(Assump!$C$30:$N$30,$A18690)*INDEX(Assump!$C$56:$FN$56,($B18690-1)*Hrs_in_dy+$C18690)","v":0.93459647715134997},{"$f":"INDEX(ePrice!$F18691:$K18691,P_Off)*EPrice_Fac","v":135.54040653188568},15.55141824553718,null,15.55141824553718,13.478988304093566,1.7448509999999999,152.61800482567966,73.074428659649115,"G","G","G","|",".",".","."]
[11,2,19,{"$f":"INDEX(Assump!$C$30:$N$30,$A18695)*INDEX(Assump!$C$56:$FN$56,($B18695-1)*Hrs_in_dy+$C18695)","v":0.93459647715134997},{"$f":"INDEX(ePrice!$F18696:$K18696,P_Off)*EPrice_Fac","v":150.89768943571778},15.55141824553718,null,15.55141824553718,13.478988304093566,1.7448509999999999,168.13041179924744,73.074428659649115,"G","G","G","|",".",".","."]
[11,3,9,{"$f":"INDEX(Assump!$C$30:$N$30,$A18709)*INDEX(Assump!$C$56:$FN$56,($B18709-1)*Hrs_in_dy+$C18709)","v":0.93459647715134997},{"$f":"INDEX(ePrice!$F18710:$K18710,P_Off)*EPrice_Fac","v":177.09919565454609},15.55141824553718,null,15.55141824553718,13.478988304093566,1.7448509999999999,194.59657969705381,73.074428659649115,"G","G","G","|",".",".","."]
[11,3,20,{"$f":"INDEX(Assump!$C$30:$N$30,$A18720)*INDEX(Assump!$C$56:$FN$56,($B18720-1)*Hrs_in_dy+$C18720)","v":0.93459647715134997},{"$f":"INDEX(ePrice!$F18721:$K18721,P_Off)*EPrice_Fac","v":138.70103443273885},15.55141824553718,null,15.55141824553718,13.478988304093566,1.7448509999999999,155.81055826088487,73.074428659649115,"G","G","G","|",".",".","."]
[11,4,1,{"$f":"INDEX(Assump!$C$30:$N$30,$A18725)*INDEX(Assump!$C$56:$FN$56,($B18725-1)*Hrs_in_dy+$C18725)","v":0.93459647715134997},{"$f":"INDEX(ePrice!$F18726:$K18726,P_Off)*EPrice_Fac","v":150.97695283135045},15.55141824553718,null,15.55141824553718,13.478988304093566,1.7448509999999999,168.21047583524003,73.074428659649115,"G","G","G","|",20.561122497329698,22.430315451632396,22.430315451632396]
[11,4,12,{"$f":"INDEX(Assump!$C$30:$N$30,$A18736)*INDEX(Assump!$C$56:$FN$56,($B18736-1)*Hrs_in_dy+$C18736)","v":0.93459647715134997},{"$f":"INDEX(ePrice!$F18737:$K18737,P_Off)*EPrice_Fac","v":247.54949248531898},15.55141824553718,null,15.55141824553718,13.478988304093566,1.7448509999999999,265.7584956877335,73.074428659649115,"G","G","G","|",".",".","."]
[11,4,17,{"$f":"INDEX(Assump!$C$30:$N$30,$A18741)*INDEX(Assump!$C$56:$FN$56,($B18741-1)*Hrs_in_dy+$C18741)","v":0.93459647715134997},{"$f":"INDEX(ePrice!$F18742:$K18742,P_Off)*EPrice_Fac","v":131.52274316575412},15.55141824553718,null,15.55141824553718,13.478988304093566,1.7448509999999999,148.55975900130434,73.074428659649115,"G","G","G","|",".",".","."]
[11,5,4,{"$f":"INDEX(Assump!$C$30:$N$30,$A18752)*INDEX(Assump!$C$56:$FN$56,($B18752-1)*Hrs_in_dy+$C18752)","v":0.93459647715134997},{"$f":"INDEX(ePrice!$F18753:$K18753,P_Off)*EPrice_Fac","v":107.35236146001326},15.55141824553718,null,15.55141824553718,13.478988304093566,1.7448509999999999,124.14523202580853,73.074428659649115,"G","G","G","|",".",".","."]
[11,5,19,{"$f":"INDEX(Assump!$C$30:$N$30,$A18767)*INDEX(Assump!$C$56:$FN$56,($B18767-1)*Hrs_in_dy+$C18767)","v":0.93459647715134997},{"$f":"INDEX(ePrice!$F18768:$K18768,P_Off)*EPrice_Fac","v":176.30656169821927},15.55141824553718,null,15.55141824553718,13.478988304093566,1.7448509999999999,193.79593933712772,73.074428659649115,"G","G","G","|",".",".","."]
[11,5,23,{"$f":"INDEX(Assump!$C$30:$N$30,$A18771)*INDEX(Assump!$C$56:$FN$56,($B18771-1)*Hrs_in_dy+$C18771)","v":0.93459647715134997},{"$f":"INDEX(ePrice!$F18772:$K18772,P_Off)*EPrice_Fac","v":117.44358251649903},15.55141824553718,null,15.55141824553718,13.478988304093566,1.7448509999999999,134.33838460811739,73.074428659649115,"G","G","G","|",".",".","."]
[11,6,10,{"$f":"INDEX(Assump!$C$30:$N$30,$A18782)*INDEX(Assump!$C$56:$FN$56,($B18782-1)*Hrs_in_dy+$C18782)","v":0.93459647715134997},{"$f":"INDEX(ePrice!$F18783:$K18783,P_Off)*EPrice_Fac","v":115.65520215253665},15.55141824553718,null,15.55141824553718,13.478988304093566,1.7448509999999999,132.53193979603418,73.074428659649115,"G","G","G","|",".",".","."]
[11,7,1,{"$f":"INDEX(Assump!$C$30:$N$30,$A18797)*INDEX(Assump!$C$56:$FN$56,($B18797-1)*Hrs_in_dy+$C18797)","v":0.93459647715134997},{"$f":"INDEX(ePrice!$F18798:$K18798,P_Off)*EPrice_Fac","v":125.04791453500944},15.55141824553718,null,15.55141824553718,13.478988304093566,1.7448509999999999,142.01952806115821,73.074428659649115,"G","G","G","|",22.430315451632396,22.430315451632396,22.430315451632396]
[11,7,12,{"$f":"INDEX(Assump!$C$30:$N$30,$A18808)*INDEX(Assump!$C$56:$FN$56,($B18808-1)*Hrs_in_dy+$C18808)","v":0.93459647715134997},{"$f":"INDEX(ePrice!$F18809:$K18809,P_Off)*EPrice_Fac","v":110.54766709645574},15.55141824553718,null,15.55141824553718,13.478988304093566,1.7448509999999999,127.37281347676053,73.074428659649115,"G","G","G","|",".",".","."]
[11,7,17,{"$f":"INDEX(Assump!$C$30:$N$30,$A18813)*INDEX(Assump!$C$56:$FN$56,($B18813-1)*Hrs_in_dy+$C18813)","v":0.93459647715134997},{"$f":"INDEX(ePrice!$F18814:$K18814,P_Off)*EPrice_Fac","v":134.02944805263769},15.55141824553718,null,15.55141824553718,13.478988304093566,1.7448509999999999,151.09178413957056,73.074428659649115,"G","G","G","|",".",".","."]
[11,1,5,{"$f":"INDEX(Assump!$C$30:$N$30,$A18825)*INDEX(Assump!$C$56:$FN$56,($B18825-1)*Hrs_in_dy+$C18825)","v":0.93459647715134997},{"$f":"INDEX(ePrice!$F18826:$K18826,P_Off)*EPrice_Fac","v":88.835322527399271},15.55141824553718,null,15.55141824553718,13.478988304093566,1.7448509999999999,105.44115229589541,73.074428659649115,"G","G","G","|",".",".","."]
[11,1,18,{"$f":"INDEX(Assump!$C$30:$N$30,$A18838)*INDEX(Assump!$C$56:$FN$56,($B18838-1)*Hrs_in_dy+$C18838)","v":0.93459647715134997},{"$f":"INDEX(ePrice!$F18839:$K18839,P_Off)*EPrice_Fac","v":181.87978524508989},15.55141824553718,null,15.55141824553718,13.478988304093566,1.7448509999999999,199.42545807134047,73.074428659649115,"G","G","G","|",".",".","."]
[11,1,23,{"$f":"INDEX(Assump!$C$30:$N$30,$A18843)*INDEX(Assump!$C$56:$FN$56,($B18843-1)*Hrs_in_dy+$C18843)","v":0.93459647715134997},{"$f":"INDEX(ePrice!$F18844:$K18844,P_Off)*EPrice_Fac","v":76.000991975260888},15.55141824553718,null,15.55141824553718,13.478988304093566,1.7448509999999999,92.47718204121017,73.074428659649115,"G","G","G","|",".",".","."]
[11,2,14,{"$f":"INDEX(Assump!$C$30:$N$30,$A18858)*INDEX(Assump!$C$56:$FN$56,($B18858-1)*Hrs_in_dy+$C18858)","v":0.93459647715134997},{"$f":"INDEX(ePrice!$F18859:$K18859,P_Off)*EPrice_Fac","v":115.78091380176448},15.55141824553718,null,15.55141824553718,13.478988304093566,1.7448509999999999,132.65892125990067,73.074428659649115,"G","G","G","|",".",".","."]
[11,2,15,{"$f":"INDEX(Assump!$C$30:$N$30,$A18859)*INDEX(Assump!$C$56:$FN$56,($B18859-1)*Hrs_in_dy+$C18859)","v":0.93459647715134997},{"$f":"INDEX(ePrice!$F18860:$K18860,P_Off)*EPrice_Fac","v":133.4332910604864},15.55141824553718,null,15.55141824553718,13.478988304093566,1.7448509999999999,150.48960535961979,73.074428659649115,"G","G","G","|",".",".","."]
[11,3,6,{"$f":"INDEX(Assump!$C$30:$N$30,$A18874)*INDEX(Assump!$C$56:$FN$56,($B18874-1)*Hrs_in_dy+$C18874)","v":0.93459647715134997},{"$f":"INDEX(ePrice!$F18875:$K18875,P_Off)*EPrice_Fac","v":118.16333444317941},15.55141824553718,null,15.55141824553718,13.478988304093566,1.7448509999999999,135.0654067562794,73.074428659649115,"G","G","G","|",".",".","."]
[11,3,17,{"$f":"INDEX(Assump!$C$30:$N$30,$A18885)*INDEX(Assump!$C$56:$FN$56,($B18885-1)*Hrs_in_dy+$C18885)","v":0.93459647715134997},{"$f":"INDEX(ePrice!$F18886:$K18886,P_Off)*EPrice_Fac","v":102.20761903082492},{"$f":"Nwk_Elec_Var","v":15.55141824553718},null,15.55141824553718,{"$f":"IF(Other_fuel=\"Gas\",\nCHOOSE(Gas_price_option,Other_fuel_price_wholesale_flex,Gas_elec_m*$E18885+Gas_elec_c),\nOther_fuel_price_wholesale_flex)","v":13.478988304093566},{"$f":"IF(Other_fuel=\"Gas\",Nwk_Gas_Var,0)","v":1.7448509999999999},118.94852250137585,73.074428659649115,{"$f":"IF(K18885<L18885,ID_E,ID_O)","v":"G"},{"$f":"IF($C18885=1,IF(SUM($D18885:$D18908)=0,\".\",IF(SUMPRODUCT($K18885:$K18908,$D18885:$D18908)<SUMPRODUCT($L18885:$L18908,$D18885:$D18908),ID_E,ID_O)),N18884)","v":"G"},{"$f":"IF(SUM($B18885:$C18885)=2,IF(SUMPRODUCT($K18885:$K19052,$D18885:$D19052)<SUMPRODUCT($L18885:$L19052,$D18885:$D19052),ID_E,ID_O),O18884)","v":"G"},"|",{"$f":"IF($C18885=1,SUMIFS($D18885:$D18908,M18885:M18908,ID_O),\".\")","v":"."},{"$f":"IF($C18885=1,SUMIFS($D18885:$D18908,N18885:N18908,ID_O),\".\")","v":"."},{"$f":"IF($C18885=1,SUMIFS($D18885:$D18908,O18885:O18908,ID_O),\".\")","v":"."}]
[11,3,23,{"$f":"INDEX(Assump!$C$30:$N$30,$A18891)*INDEX(Assump!$C$56:$FN$56,($B18891-1)*Hrs_in_dy+$C18891)","v":0.93459647715134997},{"$f":"INDEX(ePrice!$F18892:$K18892,P_Off)*EPrice_Fac","v":113.2920823128422},15.55141824553718,null,15.55141824553718,13.478988304093566,1.7448509999999999,130.14495005896907,73.074428659649115,"G","G","G","|",".",".","."]
[11,4,12,{"$f":"INDEX(Assump!$C$30:$N$30,$A18904)*INDEX(Assump!$C$56:$FN$56,($B18904-1)*Hrs_in_dy+$C18904)","v":0.93459647715134997},{"$f":"INDEX(ePrice!$F18905:$K18905,P_Off)*EPrice_Fac","v":194.69046894222669},15.55141824553718,null,15.55141824553718,13.478988304093566,1.7448509999999999,212.3655426139029,73.074428659649115,"G","G","G","|",".",".","."]
[11,4,23,{"$f":"INDEX(Assump!$C$30:$N$30,$A18915)*INDEX(Assump!$C$56:$FN$56,($B18915-1)*Hrs_in_dy+$C18915)","v":0.93459647715134997},{"$f":"INDEX(ePrice!$F18916:$K18916,P_Off)*EPrice_Fac","v":145.0320734387893},15.55141824553718,null,15.55141824553718,13.478988304093566,1.7448509999999999,162.20554715588534,73.074428659649115,"G","G","G","|",".",".","."]
[11,5,4,{"$f":"INDEX(Assump!$C$30:$N$30,$A18920)*INDEX(Assump!$C$56:$FN$56,($B18920-1)*Hrs_in_dy+$C18920)","v":0.93459647715134997},{"$f":"INDEX(ePrice!$F18921:$K18921,P_Off)*EPrice_Fac","v":35.748133048724526},15.55141824553718,null,15.55141824553718,13.478988304093566,1.7448509999999999,51.81772858006233,73.074428659649115,"E","G","G","|",".",".","."]
[11,5,19,{"$f":"INDEX(Assump!$C$30:$N$30,$A18935)*INDEX(Assump!$C$56:$FN$56,($B18935-1)*Hrs_in_dy+$C18935)","v":0.93459647715134997},{"$f":"INDEX(ePrice!$F18936:$K18936,P_Off)*EPrice_Fac","v":62.037524096794314},15.55141824553718,null,15.55141824553718,13.478988304093566,1.7448509999999999,78.372669032658081,73.074428659649115,"G","G","G","|",".",".","."]
[11,6,6,{"$f":"INDEX(Assump!$C$30:$N$30,$A18946)*INDEX(Assump!$C$56:$FN$56,($B18946-1)*Hrs_in_dy+$C18946)","v":0.93459647715134997},{"$f":"INDEX(ePrice!$F18947:$K18947,P_Off)*EPrice_Fac","v":92.134058800127633},15.55141824553718,null,15.55141824553718,13.478988304093566,1.7448509999999999,108.77320913703517,73.074428659649115,"G","G","G","|",".",".","."]
[11,6,9,{"$f":"INDEX(Assump!$C$30:$N$30,$A18949)*INDEX(Assump!$C$56:$FN$56,($B18949-1)*Hrs_in_dy+$C18949)","v":0.93459647715134997},{"$f":"INDEX(ePrice!$F18950:$K18950,P_Off)*EPrice_Fac","v":96.420051269174294},{"$f":"Nwk_Elec_Var","v":15.55141824553718},null,15.55141824553718,{"$f":"IF(Other_fuel=\"Gas\",\nCHOOSE(Gas_price_option,Other_fuel_price_wholesale_flex,Gas_elec_m*$E18949+Gas_elec_c),\nOther_fuel_price_wholesale_flex)","v":13.478988304093566},{"$f":"IF(Other_fuel=\"Gas\",Nwk_Gas_Var,0)","v":1.7448509999999999},113.10249445930452,73.074428659649115,{"$f":"IF(K18949<L18949,ID_E,ID_O)","v":"G"},{"$f":"IF($C18949=1,IF(SUM($D18949:$D18972)=0,\".\",IF(SUMPRODUCT($K18949:$K18972,$D18949:$D18972)<SUMPRODUCT($L18949:$L18972,$D18949:$D18972),ID_E,ID_O)),N18948)","v":"G"},{"$f":"IF(SUM($B18949:$C18949)=2,IF(SUMPRODUCT($K18949:$K19116,$D18949:$D19116)<SUMPRODUCT($L18949:$L19116,$D18949:$D19116),ID_E,ID_O),O18948)","v":"G"},"|",{"$f":"IF($C18949=1,SUMIFS($D18949:$D18972,M18949:M18972,ID_O),\".\")","v":"."},{"$f":"IF($C18949=1,SUMIFS($D18949:$D18972,N18949:N18972,ID_O),\".\")","v":"."},{"$f":"IF($C18949=1,SUMIFS($D18949:$D18972,O18949:O18972,ID_O),\".\")","v":"."}]
[11,6,21,{"$f":"INDEX(Assump!$C$30:$N$30,$A18961)*INDEX(Assump!$C$56:$FN$56,($B18961-1)*Hrs_in_dy+$C18961)","v":0.93459647715134997},{"$f":"INDEX(ePrice!$F18962:$K18962,P_Off)*EPrice_Fac","v":86.003611640953281},15.55141824553718,null,15.55141824553718,13.478988304093566,1.7448509999999999,102.58083826918228,73.074428659649115,"G","G","G","|",".",".","."]
[11,7,12,{"$f":"INDEX(Assump!$C$30:$N$30,$A18976)*INDEX(Assump!$C$56:$FN$56,($B18976-1)*Hrs_in_dy+$C18976)","v":0.93459647715134997},{"$f":"INDEX(ePrice!$F18977:$K18977,P_Off)*EPrice_Fac","v":75.019647492692954},15.55141824553718,null,15.55141824553718,13.478988304093566,1.7448509999999999,91.48592498811125,73.074428659649115,"G","G","G","|",".",".","."]
[11,7,17,{"$f":"INDEX(Assump!$C$30:$N$30,$A18981)*INDEX(Assump!$C$56:$FN$56,($B18981-1)*Hrs_in_dy+$C18981)","v":0.93459647715134997},{"$f":"INDEX(ePrice!$F18982:$K18982,P_Off)*EPrice_Fac","v":89.290524486180786},15.55141824553718,null,15.55141824553718,13.478988304093566,1.7448509999999999,105.90095225426057,73.074428659649115,"G","G","G","|",".",".","."]
[11,1,4,{"$f":"INDEX(Assump!$C$30:$N$30,$A18992)*INDEX(Assump!$C$56:$FN$56,($B18992-1)*Hrs_in_dy+$C18992)","v":0.93459647715134997},{"$f":"INDEX(ePrice!$F18993:$K18993,P_Off)*EPrice_Fac","v":54.447195178431272},15.55141824553718,null,15.55141824553718,13.478988304093566,1.7448509999999999,70.705670125220664,73.074428659649115,"E","G","G","|",".",".","."]
[11,1,9,{"$f":"INDEX(Assump!$C$30:$N$30,$A18997)*INDEX(Assump!$C$56:$FN$56,($B18997-1)*Hrs_in_dy+$C18997)","v":0.93459647715134997},{"$f":"INDEX(ePrice!$F18998:$K18998,P_Off)*EPrice_Fac","v":95.407649253125143},15.55141824553718,null,15.55141824553718,13.478988304093566,1.7448509999999999,112.07986616026497,73.074428659649115,"G","G","G","|",".",".","."]
[11,1,23,{"$f":"INDEX(Assump!$C$30:$N$30,$A19011)*INDEX(Assump!$C$56:$FN$56,($B19011-1)*Hrs_in_dy+$C19011)","v":0.93459647715134997},{"$f":"INDEX(ePrice!$F19012:$K19012,P_Off)*EPrice_Fac","v":61.171076220034479},15.55141824553718,null,15.55141824553718,13.478988304093566,1.7448509999999999,77.497469157143087,73.074428659649115,"G","G","G","|",".",".","."]
[12,2,10,{"$f":"INDEX(Assump!$C$30:$N$30,$A19022)*INDEX(Assump!$C$56:$FN$56,($B19022-1)*Hrs_in_dy+$C19022)","v":0.80083516575099611},{"$f":"INDEX(ePrice!$F19023:$K19023,P_Off)*EPrice_Fac","v":86.189110897535826},15.55141824553718,null,15.55141824553718,13.478988304093566,1.7448509999999999,102.7682112556293,73.074428659649115,"G","G","G","|",".",".","."]
[12,2,15,{"$f":"INDEX(Assump!$C$30:$N$30,$A19027)*INDEX(Assump!$C$56:$FN$56,($B19027-1)*Hrs_in_dy+$C19027)","v":0.80083516575099611},{"$f":"INDEX(ePrice!$F19028:$K19028,P_Off)*EPrice_Fac","v":99.35752333360314},15.55141824553718,null,15.55141824553718,13.478988304093566,1.7448509999999999,116.0696379587276,73.074428659649115,"G","G","G","|",".",".","."]
[12,3,2,{"$f":"INDEX(Assump!$C$30:$N$30,$A19038)*INDEX(Assump!$C$56:$FN$56,($B19038-1)*Hrs_in_dy+$C19038)","v":0.80083516575099611},{"$f":"INDEX(ePrice!$F19039:$K19039,P_Off)*EPrice_Fac","v":43.90986662820869},15.55141824553718,null,15.55141824553718,13.478988304093566,1.7448509999999999,60.061903912874612,73.074428659649115,"E","G","G","|",".",".","."]
[12,3,17,{"$f":"INDEX(Assump!$C$30:$N$30,$A19053)*INDEX(Assump!$C$56:$FN$56,($B19053-1)*Hrs_in_dy+$C19053)","v":0.80083516575099611},{"$f":"INDEX(ePrice!$F19054:$K19054,P_Off)*EPrice_Fac","v":120.042390228738},15.55141824553718,null,15.55141824553718,13.478988304093566,1.7448509999999999,136.96344290330828,73.074428659649115,"G","G","G","|",".",".","."]
[12,3,22,{"$f":"INDEX(Assump!$C$30:$N$30,$A19058)*INDEX(Assump!$C$56:$FN$56,($B19058-1)*Hrs_in_dy+$C19058)","v":0.80083516575099611},{"$f":"INDEX(ePrice!$F19059:$K19059,P_Off)*EPrice_Fac","v":108.81643231580048},15.55141824553718,null,15.55141824553718,13.478988304093566,1.7448509999999999,125.62409147609866,73.074428659649115,"G","G","G","|",".",".","."]
[12,4,9,{"$f":"INDEX(Assump!$C$30:$N$30,$A19069)*INDEX(Assump!$C$56:$FN$56,($B19069-1)*Hrs_in_dy+$C19069)","v":0.80083516575099611},{"$f":"INDEX(ePrice!$F19070:$K19070,P_Off)*EPrice_Fac","v":190.6524881755968},15.55141824553718,null,15.55141824553718,13.478988304093566,1.7448509999999999,208.28677416276159,73.074428659649115,"G","G","G","|",".",".","."]
[12,4,22,{"$f":"INDEX(Assump!$C$30:$N$30,$A19082)*INDEX(Assump!$C$56:$FN$56,($B19082-1)*Hrs_in_dy+$C19082)","v":0.80083516575099611},{"$f":"INDEX(ePrice!$F19083:$K19083,P_Off)*EPrice_Fac","v":116.59428938667048},15.55141824553718,null,15.55141824553718,13.478988304093566,1.7448509999999999,133.48051275980572,73.074428659649115,"G","G","G","|",".",".","."]
[12,5,10,{"$f":"INDEX(Assump!$C$30:$N$30,$A19094)*INDEX(Assump!$C$56:$FN$56,($B19094-1)*Hrs_in_dy+$C19094)","v":0.80083516575099611},{"$f":"INDEX(ePrice!$F19095:$K19095,P_Off)*EPrice_Fac","v":119.47874984076718},15.55141824553718,null,15.55141824553718,13.478988304093566,1.7448509999999999,136.39410917808522,73.074428659649115,"G","G","G","|",".",".","."]
[12,5,15,{"$f":"INDEX(Assump!$C$30:$N$30,$A19099)*INDEX(Assump!$C$56:$FN$56,($B19099-1)*Hrs_in_dy+$C19099)","v":0.80083516575099611},{"$f":"INDEX(ePrice!$F19100:$K19100,P_Off)*EPrice_Fac","v":105.10171937113282},15.55141824553718,null,15.55141824553718,13.478988304093566,1.7448509999999999,121.87185617845454,73.074428659649115,"G","G","G","|",".",".","."]
[12,6,6,{"$f":"INDEX(Assump!$C$30:$N$30,$A19114)*INDEX(Assump!$C$56:$FN$56,($B19114-1)*Hrs_in_dy+$C19114)","v":0.80083516575099611},{"$f":"INDEX(ePrice!$F19115:$K19115,P_Off)*EPrice_Fac","v":120.97271926878588},15.55141824553718,null,15.55141824553718,13.478988304093566,1.7448509999999999,137.90316920638693,73.074428659649115,"G","G","G","|",".",".","."]
[12,6,7,{"$f":"INDEX(Assump!$C$30:$N$30,$A19115)*INDEX(Assump!$C$56:$FN$56,($B19115-1)*Hrs_in_dy+$C19115)","v":0.80083516575099611},{"$f":"INDEX(ePrice!$F19116:$K19116,P_Off)*EPrice_Fac","v":112.64917531268176},15.55141824553718,null,15.55141824553718,13.478988304093566,1.7448509999999999,129.49554904870601,73.074428659649115,"G","G","G","|",".",".","."]
[12,6,22,{"$f":"INDEX(Assump!$C$30:$N$30,$A19130)*INDEX(Assump!$C$56:$FN$56,($B19130-1)*Hrs_in_dy+$C19130)","v":0.80083516575099611},{"$f":"INDEX(ePrice!$F19131:$K19131,P_Off)*EPrice_Fac","v":84.910496192456037},15.55141824553718,null,15.55141824553718,13.478988304093566,1.7448509999999999,101.4766812504982,73.074428659649115,"G","G","G","|",".",".","."]
[12,7,3,{"$f":"INDEX(Assump!$C$30:$N$30,$A19135)*INDEX(Assump!$C$56:$FN$56,($B19135-1)*Hrs_in_dy+$C19135)","v":0.80083516575099611},{"$f":"INDEX(ePrice!$F19136:$K19136,P_Off)*EPrice_Fac","v":2.5869600485172065E-2},15.55141824553718,null,15.55141824553718,13.478988304093566,1.7448509999999999,15.734634187901367,73.074428659649115,"E","G","G","|",".",".","."]
[12,7,13,{"$f":"INDEX(Assump!$C$30:$N$30,$A19145)*INDEX(Assump!$C$56:$FN$56,($B19145-1)*Hrs_in_dy+$C19145)","v":0.80083516575099611},{"$f":"INDEX(ePrice!$F19146:$K19146,P_Off)*EPrice_Fac","v":104.20275075427308},15.55141824553718,null,15.55141824553718,13.478988304093566,1.7448509999999999,120.96380707051541,73.074428659649115,"G","G","G","|",".",".","."]
[11,1,4,{"$f":"INDEX(Assump!$C$30:$N$30,$A19160)*INDEX(Assump!$C$56:$FN$56,($B19160-1)*Hrs_in_dy+$C19160)","v":0.93459647715134997},{"$f":"INDEX(ePrice!$F19161:$K19161,P_Off)*EPrice_Fac","v":76.607171113686519},15.55141824553718,null,15.55141824553718,13.478988304093566,1.7448509999999999,93.089484201236061,73.074428659649115,"G","G","G","|",".",".","."]
[11,1,15,{"$f":"INDEX(Assump!$C$30:$N$30,$A19171)*INDEX(Assump!$C$56:$FN$56,($B19171-1)*Hrs_in_dy+$C19171)","v":0.93459647715134997},{"$f":"INDEX(ePrice!$F19172:$K19172,P_Off)*EPrice_Fac","v":107.02197526253178},15.55141824553718,null,15.55141824553718,13.478988304093566,1.7448509999999999,123.81150859400906,73.074428659649115,"G","G","G","|",".",".","."]
[11,1,20,{"$f":"INDEX(Assump!$C$30:$N$30,$A19176)*INDEX(Assump!$C$56:$FN$56,($B19176-1)*Hrs_in_dy+$C19176)","v":0.93459647715134997},{"$f":"INDEX(ePrice!$F19177:$K19177,P_Off)*EPrice_Fac","v":88.540043464647113},15.55141824553718,null,15.55141824553718,13.478988304093566,1.7448509999999999,105.14289061634777,73.074428659649115,"G","G","G","|",".",".","."]
[11,2,11,{"$f":"INDEX(Assump!$C$30:$N$30,$A19191)*INDEX(Assump!$C$56:$FN$56,($B19191-1)*Hrs_in_dy+$C19191)","v":0.93459647715134997},{"$f":"INDEX(ePrice!$F19192:$K19192,P_Off)*EPrice_Fac","v":79.36762147999228},15.55141824553718,null,15.55141824553718,13.478988304093566,1.7448509999999999,95.87781790457521,73.074428659649115,"G","G","G","|",".",".","."]
[11,2,22,{"$f":"INDEX(Assump!$C$30:$N$30,$A19202)*INDEX(Assump!$C$56:$FN$56,($B19202-1)*Hrs_in_dy+$C19202)","v":0.93459647715134997},{"$f":"INDEX(ePrice!$F19203:$K19203,P_Off)*EPrice_Fac","v":84.876059682733356},15.55141824553718,null,15.55141824553718,13.478988304093566,1.7448509999999999,101.44189689724297,73.074428659649115,"G","G","G","|",".",".","."]
[11,3,2,{"$f":"INDEX(Assump!$C$30:$N$30,$A19206)*INDEX(Assump!$C$56:$FN$56,($B19206-1)*Hrs_in_dy+$C19206)","v":0.93459647715134997},{"$f":"INDEX(ePrice!$F19207:$K19207,P_Off)*EPrice_Fac","v":77.535629589035409},15.55141824553718,null,{"$f":"SUM($F19206:$G19206)","v":15.55141824553718},13.478988304093566,1.7448509999999999,{"$f":"SUM(E19206,H19206)/COP_Elec","v":94.027321045022816},{"$f":"SUM(I19206:J19206)*GJ_MWh/COP_Other","v":73.074428659649115},"G","G","G","|",".",".","."]
[11,3,13,{"$f":"INDEX(Assump!$C$30:$N$30,$A19217)*INDEX(Assump!$C$56:$FN$56,($B19217-1)*Hrs_in_dy+$C19217)","v":0.93459647715134997},{"$f":"INDEX(ePrice!$F19218:$K19218,P_Off)*EPrice_Fac","v":99.158118914274723},15.55141824553718,null,15.55141824553718,13.478988304093566,1.7448509999999999,115.86821935334535,73.074428659649115,"G","G","G","|",".",".","."]
[11,4,4,{"$f":"INDEX(Assump!$C$30:$N$30,$A19232)*INDEX(Assump!$C$56:$FN$56,($B19232-1)*Hrs_in_dy+$C19232)","v":0.93459647715134997},{"$f":"INDEX(ePrice!$F19233:$K19233,P_Off)*EPrice_Fac","v":74.438690916227358},15.55141824553718,null,15.55141824553718,13.478988304093566,1.7448509999999999,90.899100163398529,73.074428659649115,"G","G","G","|",".",".","."]
[11,4,9,{"$f":"INDEX(Assump!$C$30:$N$30,$A19237)*INDEX(Assump!$C$56:$FN$56,($B19237-1)*Hrs_in_dy+$C19237)","v":0.93459647715134997},{"$f":"INDEX(ePrice!$F19238:$K19238,P_Off)*EPrice_Fac","v":95.637454225871195},15.55141824553718,null,15.55141824553718,13.478988304093566,1.7448509999999999,112.311992395362,73.074428659649115,"G","G","G","|",".",".","."]
[11,4,20,{"$f":"INDEX(Assump!$C$30:$N$30,$A19248)*INDEX(Assump!$C$56:$FN$56,($B19248-1)*Hrs_in_dy+$C19248)","v":0.93459647715134997},{"$f":"INDEX(ePrice!$F19249:$K19249,P_Off)*EPrice_Fac","v":84.633040350259478},15.55141824553718,null,15.55141824553718,13.478988304093566,1.7448509999999999,101.19642282403703,73.074428659649115,"G","G","G","|",".",".","."]
[11,5,8,{"$f":"INDEX(Assump!$C$30:$N$30,$A19260)*INDEX(Assump!$C$56:$FN$56,($B19260-1)*Hrs_in_dy+$C19260)","v":0.93459647715134997},{"$f":"INDEX(ePrice!$F19261:$K19261,P_Off)*EPrice_Fac","v":92.839616269954078},15.55141824553718,null,15.55141824553718,13.478988304093566,1.7448509999999999,109.48589344999117,73.074428659649115,"G","G","G","|",".",".","."]
[11,5,15,{"$f":"INDEX(Assump!$C$30:$N$30,$A19267)*INDEX(Assump!$C$56:$FN$56,($B19267-1)*Hrs_in_dy+$C19267)","v":0.93459647715134997},{"$f":"INDEX(ePrice!$F19268:$K19268,P_Off)*EPrice_Fac","v":83.393018628149207},15.55141824553718,null,15.55141824553718,13.478988304093566,1.7448509999999999,99.943875629986252,73.074428659649115,"G","G","G","|",".",".","."]
[11,6,2,{"$f":"INDEX(Assump!$C$30:$N$30,$A19278)*INDEX(Assump!$C$56:$FN$56,($B19278-1)*Hrs_in_dy+$C19278)","v":0.93459647715134997},{"$f":"INDEX(ePrice!$F19279:$K19279,P_Off)*EPrice_Fac","v":88.658437498416447},15.55141824553718,null,15.55141824553718,13.478988304093566,1.7448509999999999,105.26248054944811,73.074428659649115,"G","G","G","|",".",".","."]
[11,6,7,{"$f":"INDEX(Assump!$C$30:$N$30,$A19283)*INDEX(Assump!$C$56:$FN$56,($B19283-1)*Hrs_in_dy+$C19283)","v":0.93459647715134997},{"$f":"INDEX(ePrice!$F19284:$K19284,P_Off)*EPrice_Fac","v":112.36216931202172},15.55141824553718,null,15.55141824553718,13.478988304093566,1.7448509999999999,129.20564399753425,73.074428659649115,"G","G","G","|",".",".","."]
[11,6,18,{"$f":"INDEX(Assump!$C$30:$N$30,$A19294)*INDEX(Assump!$C$56:$FN$56,($B19294-1)*Hrs_in_dy+$C19294)","v":0.93459647715134997},{"$f":"INDEX(ePrice!$F19295:$K19295,P_Off)*EPrice_Fac","v":93.282036080355212},15.55141824553718,null,15.55141824553718,13.478988304093566,1.7448509999999999,109.93278214736605,73.074428659649115,"G","G","G","|",".",".","."]
[11,7,9,{"$f":"INDEX(Assump!$C$30:$N$30,$A19309)*INDEX(Assump!$C$56:$FN$56,($B19309-1)*Hrs_in_dy+$C19309)","v":0.93459647715134997},{"$f":"INDEX(ePrice!$F19310:$K19310,P_Off)*EPrice_Fac","v":84.925909802215187},15.55141824553718,null,15.55141824553718,13.478988304093566,1.7448509999999999,101.49225055328522,73.074428659649115,"G","G","G","|",".",".","."]
[11,7,14,{"$f":"INDEX(Assump!$C$30:$N$30,$A19314)*INDEX(Assump!$C$56:$FN$56,($B19314-1)*Hrs_in_dy+$C19314)","v":0.93459647715134997},{"$f":"INDEX(ePrice!$F19315:$K19315,P_Off)*EPrice_Fac","v":87.655203843844831},15.55141824553718,null,15.55141824553718,13.478988304093566,1.7448509999999999,104.24911322159799,73.074428659649115,"G","G","G","|",".",".","."]
[11,1,2,{"$f":"INDEX(Assump!$C$30:$N$30,$A19326)*INDEX(Assump!$C$56:$FN$56,($B19326-1)*Hrs_in_dy+$C19326)","v":0.93459647715134997},{"$f":"INDEX(ePrice!$F19327:$K19327,P_Off)*EPrice_Fac","v":54.189428386031381},15.55141824553718,null,15.55141824553718,13.478988304093566,1.7448509999999999,70.445299627847035,73.074428659649115,"E","G","G","|",".",".","."]
[11,1,15,{"$f":"INDEX(Assump!$C$30:$N$30,$A19339)*INDEX(Assump!$C$56:$FN$56,($B19339-1)*Hrs_in_dy+$C19339)","v":0.93459647715134997},{"$f":"INDEX(ePrice!$F19340:$K19340,P_Off)*EPrice_Fac","v":130.20653456706492},15.55141824553718,null,15.55141824553718,13.478988304093566,1.7448509999999999,147.23025536626474,73.074428659649115,"G","G","G","|",".",".","."]
[11,2,2,{"$f":"INDEX(Assump!$C$30:$N$30,$A19350)*INDEX(Assump!$C$56:$FN$56,($B19350-1)*Hrs_in_dy+$C19350)","v":0.93459647715134997},{"$f":"INDEX(ePrice!$F19351:$K19351,P_Off)*EPrice_Fac","v":62.608168504689118},15.55141824553718,null,15.55141824553718,13.478988304093566,1.7448509999999999,78.949077525481101,73.074428659649115,"G","G","G","|",".",".","."]
[11,2,7,{"$f":"INDEX(Assump!$C$30:$N$30,$A19355)*INDEX(Assump!$C$56:$FN$56,($B19355-1)*Hrs_in_dy+$C19355)","v":0.93459647715134997},{"$f":"INDEX(ePrice!$F19356:$K19356,P_Off)*EPrice_Fac","v":93.11722839506939},15.55141824553718,null,15.55141824553718,13.478988304093566,1.7448509999999999,109.76630973798643,73.074428659649115,"G","G","G","|",".",".","."]
[11,2,22,{"$f":"INDEX(Assump!$C$30:$N$30,$A19370)*INDEX(Assump!$C$56:$FN$56,($B19370-1)*Hrs_in_dy+$C19370)","v":0.93459647715134997},{"$f":"INDEX(ePrice!$F19371:$K19371,P_Off)*EPrice_Fac","v":104.37534123502823},15.55141824553718,null,15.55141824553718,13.478988304093566,1.7448509999999999,121.13814088946,73.074428659649115,"G","G","G","|",".",".","."]
[11,2,23,{"$f":"INDEX(Assump!$C$30:$N$30,$A19371)*INDEX(Assump!$C$56:$FN$56,($B19371-1)*Hrs_in_dy+$C19371)","v":0.93459647715134997},{"$f":"INDEX(ePrice!$F19372:$K19372,P_Off)*EPrice_Fac","v":63.410291298456684},15.55141824553718,null,15.55141824553718,13.478988304093566,1.7448509999999999,79.759302569690774,73.074428659649115,"G","G","G","|",".",".","."]
[11,3,12,{"$f":"INDEX(Assump!$C$30:$N$30,$A19384)*INDEX(Assump!$C$56:$FN$56,($B19384-1)*Hrs_in_dy+$C19384)","v":0.93459647715134997},{"$f":"INDEX(ePrice!$F19385:$K19385,P_Off)*EPrice_Fac","v":119.96349747497122},15.55141824553718,null,15.55141824553718,13.478988304093566,1.7448509999999999,136.8837532530388,73.074428659649115,"G","G","G","|",".",".","."]
[11,3,18,{"$f":"INDEX(Assump!$C$30:$N$30,$A19390)*INDEX(Assump!$C$56:$FN$56,($B19390-1)*Hrs_in_dy+$C19390)","v":0.93459647715134997},{"$f":"INDEX(ePrice!$F19391:$K19391,P_Off)*EPrice_Fac","v":110.55097690385811},15.55141824553718,null,15.55141824553718,13.478988304093566,1.7448509999999999,127.3761567165609,73.074428659649115,"G","G","G","|",".",".","."]
[11,4,5,{"$f":"INDEX(Assump!$C$30:$N$30,$A19401)*INDEX(Assump!$C$56:$FN$56,($B19401-1)*Hrs_in_dy+$C19401)","v":0.93459647715134997},{"$f":"INDEX(ePrice!$F19402:$K19402,P_Off)*EPrice_Fac","v":47.502705627367305},15.55141824553718,null,15.55141824553718,13.478988304093566,1.7448509999999999,63.691034215055033,73.074428659649115,"E","G","G","|",".",".","."]
[11,4,20,{"$f":"INDEX(Assump!$C$30:$N$30,$A19416)*INDEX(Assump!$C$56:$FN$56,($B19416-1)*Hrs_in_dy+$C19416)","v":0.93459647715134997},{"$f":"INDEX(ePrice!$F19417:$K19417,P_Off)*EPrice_Fac","v":101.94767755831579},15.55141824553718,null,15.55141824553718,13.478988304093566,1.7448509999999999,118.68595535742725,73.074428659649115,"G","G","G","|",".",".","."]
[11,5,7,{"$f":"INDEX(Assump!$C$30:$N$30,$A19427)*INDEX(Assump!$C$56:$FN$56,($B19427-1)*Hrs_in_dy+$C19427)","v":0.93459647715134997},{"$f":"INDEX(ePrice!$F19428:$K19428,P_Off)*EPrice_Fac","v":87.502368838696469},15.55141824553718,null,15.55141824553718,13.478988304093566,1.7448509999999999,104.09473442851883,73.074428659649115,"G","G","G","|",".",".","."]
[11,5,12,{"$f":"INDEX(Assump!$C$30:$N$30,$A19432)*INDEX(Assump!$C$56:$FN$56,($B19432-1)*Hrs_in_dy+$C19432)","v":0.93459647715134997},{"$f":"INDEX(ePrice!$F19433:$K19433,P_Off)*EPrice_Fac","v":93.571528030477552},15.55141824553718,null,15.55141824553718,13.478988304093566,1.7448509999999999,110.22519825860074,73.074428659649115,"G","G","G","|",".",".","."]
[11,5,22,{"$f":"INDEX(Assump!$C$30:$N$30,$A19442)*INDEX(Assump!$C$56:$FN$56,($B19442-1)*Hrs_in_dy+$C19442)","v":0.93459647715134997},{"$f":"INDEX(ePrice!$F19443:$K19443,P_Off)*EPrice_Fac","v":70.437738783676892},15.55141824553718,null,15.55141824553718,13.478988304093566,1.7448509999999999,86.857734372943511,73.074428659649115,"G","G","G","|",".",".","."]
[11,6,13,{"$f":"INDEX(Assump!$C$30:$N$30,$A19457)*INDEX(Assump!$C$56:$FN$56,($B19457-1)*Hrs_in_dy+$C19457)","v":0.93459647715134997},{"$f":"INDEX(ePrice!$F19458:$K19458,P_Off)*EPrice_Fac","v":64.964847863369044},15.55141824553718,null,15.55141824553718,13.478988304093566,1.7448509999999999,81.329561726167896,73.074428659649115,"G","G","G","|",".",".","."]
[11,6,18,{"$f":"INDEX(Assump!$C$30:$N$30,$A19462)*INDEX(Assump!$C$56:$FN$56,($B19462-1)*Hrs_in_dy+$C19462)","v":0.93459647715134997},{"$f":"INDEX(ePrice!$F19463:$K19463,P_Off)*EPrice_Fac","v":58.739523171916382},15.55141824553718,null,{"$f":"SUM($F19462:$G19462)","v":15.55141824553718},13.478988304093566,1.7448509999999999,{"$f":"SUM(E19462,H19462)/COP_Elec","v":75.041354967124818},{"$f":"SUM(I19462:J19462)*GJ_MWh/COP_Other","v":73.074428659649115},"G","G","G","|",".",".","."]
[11,7,9,{"$f":"INDEX(Assump!$C$30:$N$30,$A19477)*INDEX(Assump!$C$56:$FN$56,($B19477-1)*Hrs_in_dy+$C19477)","v":0.93459647715134997},{"$f":"INDEX(ePrice!$F19478:$K19478,P_Off)*EPrice_Fac","v":46.721878129009497},15.55141824553718,null,15.55141824553718,13.478988304093566,1.7448509999999999,62.902319570249169,73.074428659649115,"E","E","G","|",".",".","."]
[11,7,20,{"$f":"INDEX(Assump!$C$30:$N$30,$A19488)*INDEX(Assump!$C$56:$FN$56,($B19488-1)*Hrs_in_dy+$C19488)","v":0.93459647715134997},{"$f":"INDEX(ePrice!$F19489:$K19489,P_Off)*EPrice_Fac","v":57.717348992247992},15.55141824553718,null,15.55141824553718,13.478988304093566,1.7448509999999999,74.008855795742591,73.074428659649115,"G","E","G","|",".",".","."]
[11,1,1,{"$f":"INDEX(Assump!$C$30:$N$30,$A19493)*INDEX(Assump!$C$56:$FN$56,($B19493-1)*Hrs_in_dy+$C19493)","v":0.93459647715134997},{"$f":"INDEX(ePrice!$F19494:$K19494,P_Off)*EPrice_Fac","v":46.30642568362682},15.55141824553718,null,15.55141824553718,13.478988304093566,1.7448509999999999,62.482670635519192,73.074428659649115,"E","G","G","|",15.888140111572955,22.430315451632396,22.430315451632396]
[11,1,12,{"$f":"INDEX(Assump!$C$30:$N$30,$A19504)*INDEX(Assump!$C$56:$FN$56,($B19504-1)*Hrs_in_dy+$C19504)","v":0.93459647715134997},{"$f":"INDEX(ePrice!$F19505:$K19505,P_Off)*EPrice_Fac","v":87.194082539852346},15.55141824553718,null,15.55141824553718,13.478988304093566,1.7448509999999999,103.78333412665609,73.074428659649115,"G","G","G","|",".",".","."]
[11,2,1,{"$f":"INDEX(Assump!$C$30:$N$30,$A19517)*INDEX(Assump!$C$56:$FN$56,($B19517-1)*Hrs_in_dy+$C19517)","v":0.93459647715134997},{"$f":"INDEX(ePrice!$F19518:$K19518,P_Off)*EPrice_Fac","v":47.903198983062211},15.55141824553718,null,15.55141824553718,13.478988304093566,1.7448509999999999,64.095572958181208,73.074428659649115,"E","G","G","|",15.888140111572955,22.430315451632396,22.430315451632396]
[11,2,7,{"$f":"INDEX(Assump!$C$30:$N$30,$A19523)*INDEX(Assump!$C$56:$FN$56,($B19523-1)*Hrs_in_dy+$C19523)","v":0.93459647715134997},{"$f":"INDEX(ePrice!$F19524:$K19524,P_Off)*EPrice_Fac","v":54.412134320118199},15.55141824553718,null,15.55141824553718,13.478988304093566,1.7448509999999999,70.670255116823611,73.074428659649115,"E","G","G","|",".",".","."]
[11,2,18,{"$f":"INDEX(Assump!$C$30:$N$30,$A19534)*INDEX(Assump!$C$56:$FN$56,($B19534-1)*Hrs_in_dy+$C19534)","v":0.93459647715134997},{"$f":"INDEX(ePrice!$F19535:$K19535,P_Off)*EPrice_Fac","v":115.74361960445651},15.55141824553718,null,15.55141824553718,13.478988304093566,1.7448509999999999,132.62125035352898,73.074428659649115,"G","G","G","|",".",".","."]
[11,2,23,{"$f":"INDEX(Assump!$C$30:$N$30,$A19539)*INDEX(Assump!$C$56:$FN$56,($B19539-1)*Hrs_in_dy+$C19539)","v":0.93459647715134997},{"$f":"INDEX(ePrice!$F19540:$K19540,P_Off)*EPrice_Fac","v":80.396573714946598},15.55141824553718,null,15.55141824553718,13.478988304093566,1.7448509999999999,96.917163596448262,73.074428659649115,"G","G","G","|",".",".","."]
[11,3,10,{"$f":"INDEX(Assump!$C$30:$N$30,$A19550)*INDEX(Assump!$C$56:$FN$56,($B19550-1)*Hrs_in_dy+$C19550)","v":0.93459647715134997},{"$f":"INDEX(ePrice!$F19551:$K19551,P_Off)*EPrice_Fac","v":200.93692596188376},15.55141824553718,null,15.55141824553718,13.478988304093566,1.7448509999999999,218.67509515901105,73.074428659649115,"G","G","G","|",".",".","."]
[11,4,1,{"$f":"INDEX(Assump!$C$30:$N$30,$A19565)*INDEX(Assump!$C$56:$FN$56,($B19565-1)*Hrs_in_dy+$C19565)","v":0.93459647715134997},{"$f":"INDEX(ePrice!$F19566:$K19566,P_Off)*EPrice_Fac","v":45.350926801635346},15.55141824553718,null,15.55141824553718,13.478988304093566,1.7448509999999999,61.517520249669218,73.074428659649115,"E","G","G","|",17.757333065875653,22.430315451632396,22.430315451632396]
[11,4,11,{"$f":"INDEX(Assump!$C$30:$N$30,$A19575)*INDEX(Assump!$C$56:$FN$56,($B19575-1)*Hrs_in_dy+$C19575)","v":0.93459647715134997},{"$f":"INDEX(ePrice!$F19576:$K19576,P_Off)*EPrice_Fac","v":94.882962805005178},15.55141824553718,null,15.55141824553718,13.478988304093566,1.7448509999999999,111.54987984903268,73.074428659649115,"G","G","G","|",".",".","."]
[11,4,16,{"$f":"INDEX(Assump!$C$30:$N$30,$A19580)*INDEX(Assump!$C$56:$FN$56,($B19580-1)*Hrs_in_dy+$C19580)","v":0.93459647715134997},{"$f":"INDEX(ePrice!$F19581:$K19581,P_Off)*EPrice_Fac","v":98.384321124249084},15.55141824553718,null,15.55141824553718,13.478988304093566,1.7448509999999999,115.08660542402653,73.074428659649115,"G","G","G","|",".",".","."]
[11,5,7,{"$f":"INDEX(Assump!$C$30:$N$30,$A19595)*INDEX(Assump!$C$56:$FN$56,($B19595-1)*Hrs_in_dy+$C19595)","v":0.93459647715134997},{"$f":"INDEX(ePrice!$F19596:$K19596,P_Off)*EPrice_Fac","v":97.088946801012327},15.55141824553718,null,15.55141824553718,13.478988304093566,1.7448509999999999,113.77814651166616,73.074428659649115,"G","G","G","|",".",".","."]
[11,5,12,{"$f":"INDEX(Assump!$C$30:$N$30,$A19600)*INDEX(Assump!$C$56:$FN$56,($B19600-1)*Hrs_in_dy+$C19600)","v":0.93459647715134997},{"$f":"INDEX(ePrice!$F19601:$K19601,P_Off)*EPrice_Fac","v":230.40348544343274},15.55141824553718,null,15.55141824553718,13.478988304093566,1.7448509999999999,248.43929665552517,73.074428659649115,"G","G","G","|",".",".","."]
[11,5,23,{"$f":"INDEX(Assump!$C$30:$N$30,$A19611)*INDEX(Assump!$C$56:$FN$56,($B19611-1)*Hrs_in_dy+$C19611)","v":0.93459647715134997},{"$f":"INDEX(ePrice!$F19612:$K19612,P_Off)*EPrice_Fac","v":72.464009171165074},15.55141824553718,null,15.55141824553718,13.478988304093566,1.7448509999999999,88.904472138083079,73.074428659649115,"G","G","G","|",".",".","."]
[11,6,14,{"$f":"INDEX(Assump!$C$30:$N$30,$A19626)*INDEX(Assump!$C$56:$FN$56,($B19626-1)*Hrs_in_dy+$C19626)","v":0.93459647715134997},{"$f":"INDEX(ePrice!$F19627:$K19627,P_Off)*EPrice_Fac","v":81.589344131392323},15.55141824553718,null,15.55141824553718,13.478988304093566,1.7448509999999999,98.121982198918687,73.074428659649115,"G","E","G","|",".",".","."]
[11,6,16,{"$f":"INDEX(Assump!$C$30:$N$30,$A19628)*INDEX(Assump!$C$56:$FN$56,($B19628-1)*Hrs_in_dy+$C19628)","v":0.93459647715134997},{"$f":"INDEX(ePrice!$F19629:$K19629,P_Off)*EPrice_Fac","v":72.579438566304987},15.55141824553718,null,15.55141824553718,13.478988304093566,1.7448509999999999,89.021067486709256,73.074428659649115,"G","E","G","|",".",".","."]
[11,7,5,{"$f":"INDEX(Assump!$C$30:$N$30,$A19641)*INDEX(Assump!$C$56:$FN$56,($B19641-1)*Hrs_in_dy+$C19641)","v":0.93459647715134997},{"$f":"INDEX(ePrice!$F19642:$K19642,P_Off)*EPrice_Fac","v":33.961893147830992},15.55141824553718,null,15.55141824553718,13.478988304093566,1.7448509999999999,50.013445851887042,73.074428659649115,"E","E","G","|",".",".","."]
[11,7,10,{"$f":"INDEX(Assump!$C$30:$N$30,$A19646)*INDEX(Assump!$C$56:$FN$56,($B19646-1)*Hrs_in_dy+$C19646)","v":0.93459647715134997},{"$f":"INDEX(ePrice!$F19647:$K19647,P_Off)*EPrice_Fac","v":60.658147146022166},15.55141824553718,null,15.55141824553718,13.478988304093566,1.7448509999999999,76.979358981373082,73.074428659649115,"G","E","G","|",".",".","."]
[11,7,21,{"$f":"INDEX(Assump!$C$30:$N$30,$A19657)*INDEX(Assump!$C$56:$FN$56,($B19657-1)*Hrs_in_dy+$C19657)","v":0.93459647715134997},{"$f":"INDEX(ePrice!$F19658:$K19658,P_Off)*EPrice_Fac","v":99.974681679510041},15.55141824553718,null,15.55141824553718,13.478988304093566,1.7448509999999999,116.69303022732042,73.074428659649115,"G","E","G","|",".",".","."]
[11,1,12,{"$f":"INDEX(Assump!$C$30:$N$30,$A19672)*INDEX(Assump!$C$56:$FN$56,($B19672-1)*Hrs_in_dy+$C19672)","v":0.93459647715134997},{"$f":"INDEX(ePrice!$F19673:$K19673,P_Off)*EPrice_Fac","v":83.47469091867751},15.55141824553718,null,15.55141824553718,13.478988304093566,1.7448509999999999,100.02637289314615,73.074428659649115,"G","G","G","|",".",".","."]
[11,1,23,{"$f":"INDEX(Assump!$C$30:$N$30,$A19683)*INDEX(Assump!$C$56:$FN$56,($B19683-1)*Hrs_in_dy+$C19683)","v":0.93459647715134997},{"$f":"INDEX(ePrice!$F19684:$K19684,P_Off)*EPrice_Fac","v":55.944780177809214},15.55141824553718,null,15.55141824553718,13.478988304093566,1.7448509999999999,72.218382245804449,73.074428659649115,"E","G","G","|",".",".","."]
[11,2,4,{"$f":"INDEX(Assump!$C$30:$N$30,$A19688)*INDEX(Assump!$C$56:$FN$56,($B19688-1)*Hrs_in_dy+$C19688)","v":0.93459647715134997},{"$f":"INDEX(ePrice!$F19689:$K19689,P_Off)*EPrice_Fac","v":53.879876553639726},15.55141824553718,null,15.55141824553718,13.478988304093566,1.7448509999999999,70.132621009269613,73.074428659649115,"E","G","G","|",".",".","."]
[11,2,15,{"$f":"INDEX(Assump!$C$30:$N$30,$A19699)*INDEX(Assump!$C$56:$FN$56,($B19699-1)*Hrs_in_dy+$C19699)","v":0.93459647715134997},{"$f":"INDEX(ePrice!$F19700:$K19700,P_Off)*EPrice_Fac","v":79.158914089279804},15.55141824553718,null,15.55141824553718,13.478988304093566,1.7448509999999999,95.667002358400993,73.074428659649115,"G","G","G","|",".",".","."]
[11,3,5,{"$f":"INDEX(Assump!$C$30:$N$30,$A19713)*INDEX(Assump!$C$56:$FN$56,($B19713-1)*Hrs_in_dy+$C19713)","v":0.93459647715134997},{"$f":"INDEX(ePrice!$F19714:$K19714,P_Off)*EPrice_Fac","v":42.272809597904441},15.55141824553718,null,15.55141824553718,13.478988304093566,1.7448509999999999,58.408310952971334,73.074428659649115,"E","G","G","|",".",".","."]
[11,3,10,{"$f":"INDEX(Assump!$C$30:$N$30,$A19718)*INDEX(Assump!$C$56:$FN$56,($B19718-1)*Hrs_in_dy+$C19718)","v":0.93459647715134997},{"$f":"INDEX(ePrice!$F19719:$K19719,P_Off)*EPrice_Fac","v":151.24457135415292},15.55141824553718,null,{"$f":"SUM($F19718:$G19718)","v":15.55141824553718},13.478988304093566,1.7448509999999999,{"$f":"SUM(E19718,H19718)/COP_Elec","v":168.48079757544454},{"$f":"SUM(I19718:J19718)*GJ_MWh/COP_Other","v":73.074428659649115},"G","G","G","|",".",".","."]
[11,4,1,{"$f":"INDEX(Assump!$C$30:$N$30,$A19733)*INDEX(Assump!$C$56:$FN$56,($B19733-1)*Hrs_in_dy+$C19733)","v":0.93459647715134997},{"$f":"INDEX(ePrice!$F19734:$K19734,P_Off)*EPrice_Fac","v":51.840623906168013},15.55141824553718,null,15.55141824553718,13.478988304093566,1.7448509999999999,68.072769850207266,73.074428659649115,"E","G","G","|",18.691929543027001,22.430315451632396,22.430315451632396]
[11,4,12,{"$f":"INDEX(Assump!$C$30:$N$30,$A19744)*INDEX(Assump!$C$56:$FN$56,($B19744-1)*Hrs_in_dy+$C19744)","v":0.93459647715134997},{"$f":"INDEX(ePrice!$F19745:$K19745,P_Off)*EPrice_Fac","v":97.717395730107384},15.55141824553718,null,15.55141824553718,13.478988304093566,1.7448509999999999,114.41294340974198,73.074428659649115,"G","G","G","|",".",".","."]
[11,4,17,{"$f":"INDEX(Assump!$C$30:$N$30,$A19749)*INDEX(Assump!$C$56:$FN$56,($B19749-1)*Hrs_in_dy+$C19749)","v":0.93459647715134997},{"$f":"INDEX(ePrice!$F19750:$K19750,P_Off)*EPrice_Fac","v":114.04424239823004},15.55141824553718,null,15.55141824553718,13.478988304093566,1.7448509999999999,130.904707720977,73.074428659649115,"G","G","G","|",".",".","."]
[11,5,5,{"$f":"INDEX(Assump!$C$30:$N$30,$A19761)*INDEX(Assump!$C$56:$FN$56,($B19761-1)*Hrs_in_dy+$C19761)","v":0.93459647715134997},{"$f":"INDEX(ePrice!$F19762:$K19762,P_Off)*EPrice_Fac","v":49.839847723742913},15.55141824553718,null,15.55141824553718,13.478988304093566,1.7448509999999999,66.05178380735363,73.074428659649115,"E","G","G","|",".",".","."]
[11,5,8,{"$f":"INDEX(Assump!$C$30:$N$30,$A19764)*INDEX(Assump!$C$56:$FN$56,($B19764-1)*Hrs_in_dy+$C19764)","v":0.93459647715134997},{"$f":"INDEX(ePrice!$F19765:$K19765,P_Off)*EPrice_Fac","v":97.595553590793031},15.55141824553718,null,15.55141824553718,13.478988304093566,1.7448509999999999,114.28987054174769,73.074428659649115,"G","G","G","|",".",".","."]
[11,5,23,{"$f":"INDEX(Assump!$C$30:$N$30,$A19779)*INDEX(Assump!$C$56:$FN$56,($B19779-1)*Hrs_in_dy+$C19779)","v":0.93459647715134997},{"$f":"INDEX(ePrice!$F19780:$K19780,P_Off)*EPrice_Fac","v":85.238195566648344},15.55141824553718,null,15.55141824553718,13.478988304093566,1.7448509999999999,101.80769071937931,73.074428659649115,"G","G","G","|",".",".","."]
[11,6,10,{"$f":"INDEX(Assump!$C$30:$N$30,$A19790)*INDEX(Assump!$C$56:$FN$56,($B19790-1)*Hrs_in_dy+$C19790)","v":0.93459647715134997},{"$f":"INDEX(ePrice!$F19791:$K19791,P_Off)*EPrice_Fac","v":72.077388999810125},15.55141824553718,null,15.55141824553718,13.478988304093566,1.7448509999999999,88.51394671247202,73.074428659649115,"G","G","G","|",".",".","."]
[11,6,15,{"$f":"INDEX(Assump!$C$30:$N$30,$A19795)*INDEX(Assump!$C$56:$FN$56,($B19795-1)*Hrs_in_dy+$C19795)","v":0.93459647715134997},{"$f":"INDEX(ePrice!$F19796:$K19796,P_Off)*EPrice_Fac","v":48.288331538532354},15.55141824553718,null,15.55141824553718,13.478988304093566,1.7448509999999999,64.48459574148437,73.074428659649115,"E","G","G","|",".",".","."]
[11,7,6,{"$f":"INDEX(Assump!$C$30:$N$30,$A19810)*INDEX(Assump!$C$56:$FN$56,($B19810-1)*Hrs_in_dy+$C19810)","v":0.93459647715134997},{"$f":"INDEX(ePrice!$F19811:$K19811,P_Off)*EPrice_Fac","v":19.777293333192464},15.55141824553718,null,15.55141824553718,13.478988304093566,1.7448509999999999,35.68556725124207,73.074428659649115,"E","E","G","|",".",".","."]
[11,7,15,{"$f":"INDEX(Assump!$C$30:$N$30,$A19819)*INDEX(Assump!$C$56:$FN$56,($B19819-1)*Hrs_in_dy+$C19819)","v":0.93459647715134997},{"$f":"INDEX(ePrice!$F19820:$K19820,P_Off)*EPrice_Fac","v":47.469343008396912},15.55141824553718,null,15.55141824553718,13.478988304093566,1.7448509999999999,63.657334599933428,73.074428659649115,"E","E","G","|",".",".","."]
[11,7,21,{"$f":"INDEX(Assump!$C$30:$N$30,$A19825)*INDEX(Assump!$C$56:$FN$56,($B19825-1)*Hrs_in_dy+$C19825)","v":0.93459647715134997},{"$f":"INDEX(ePrice!$F19826:$K19826,P_Off)*EPrice_Fac","v":70.708142550989933},15.55141824553718,null,15.55141824553718,13.478988304093566,1.7448509999999999,87.13086949144153,73.074428659649115,"G","E","G","|",".",".","."]
[11,1,8,{"$f":"INDEX(Assump!$C$30:$N$30,$A19836)*INDEX(Assump!$C$56:$FN$56,($B19836-1)*Hrs_in_dy+$C19836)","v":0.93459647715134997},{"$f":"INDEX(ePrice!$F19837:$K19837,P_Off)*EPrice_Fac","v":86.442347081709968},15.55141824553718,null,15.55141824553718,13.478988304093566,1.7448509999999999,103.02400538105772,73.074428659649115,"G","G","G","|",".",".","."]
[11,1,23,{"$f":"INDEX(Assump!$C$30:$N$30,$A19851)*INDEX(Assump!$C$56:$FN$56,($B19851-1)*Hrs_in_dy+$C19851)","v":0.93459647715134997},{"$f":"INDEX(ePrice!$F19852:$K19852,P_Off)*EPrice_Fac","v":65.857565721040601},15.55141824553718,null,15.55141824553718,13.478988304093566,1.7448509999999999,82.231296935937152,73.074428659649115,"G","G","G","|",".",".","."]
[11,2,4,{"$f":"INDEX(Assump!$C$30:$N$30,$A19856)*INDEX(Assump!$C$56:$FN$56,($B19856-1)*Hrs_in_dy+$C19856)","v":0.93459647715134997},{"$f":"INDEX(ePrice!$F19857:$K19857,P_Off)*EPrice_Fac","v":68.947858168847503},15.55141824553718,null,15.55141824553718,13.478988304093566,1.7448509999999999,85.352804458974433,73.074428659649115,"G","G","G","|",".",".","."]
[11,2,15,{"$f":"INDEX(Assump!$C$30:$N$30,$A19867)*INDEX(Assump!$C$56:$FN$56,($B19867-1)*Hrs_in_dy+$C19867)","v":0.93459647715134997},{"$f":"INDEX(ePrice!$F19868:$K19868,P_Off)*EPrice_Fac","v":92.167972255841121},15.55141824553718,null,15.55141824553718,13.478988304093566,1.7448509999999999,108.80746515290737,73.074428659649115,"G","G","G","|",".",".","."]
[11,3,6,{"$f":"INDEX(Assump!$C$30:$N$30,$A19882)*INDEX(Assump!$C$56:$FN$56,($B19882-1)*Hrs_in_dy+$C19882)","v":0.93459647715134997},{"$f":"INDEX(ePrice!$F19883:$K19883,P_Off)*EPrice_Fac","v":55.067294590781479},15.55141824553718,null,15.55141824553718,13.478988304093566,1.7448509999999999,71.332033167998645,73.074428659649115,"E","G","G","|",".",".","."]
[11,3,9,{"$f":"INDEX(Assump!$C$30:$N$30,$A19885)*INDEX(Assump!$C$56:$FN$56,($B19885-1)*Hrs_in_dy+$C19885)","v":0.93459647715134997},{"$f":"INDEX(ePrice!$F19886:$K19886,P_Off)*EPrice_Fac","v":79.188743975052091},15.55141824553718,null,15.55141824553718,13.478988304093566,1.7448509999999999,95.697133556150774,73.074428659649115,"G","G","G","|",".",".","."]
[11,3,21,{"$f":"INDEX(Assump!$C$30:$N$30,$A19897)*INDEX(Assump!$C$56:$FN$56,($B19897-1)*Hrs_in_dy+$C19897)","v":0.93459647715134997},{"$f":"INDEX(ePrice!$F19898:$K19898,P_Off)*EPrice_Fac","v":80.184504874900981},15.55141824553718,null,15.55141824553718,13.478988304093566,1.7448509999999999,96.702952646907235,73.074428659649115,"G","G","G","|",".",".","."]
[11,4,2,{"$f":"INDEX(Assump!$C$30:$N$30,$A19902)*INDEX(Assump!$C$56:$FN$56,($B19902-1)*Hrs_in_dy+$C19902)","v":0.93459647715134997},{"$f":"INDEX(ePrice!$F19903:$K19903,P_Off)*EPrice_Fac","v":56.286243278527529},15.55141824553718,null,15.55141824553718,13.478988304093566,1.7448509999999999,72.563294468752233,73.074428659649115,"E","G","G","|",".",".","."]
[11,4,13,{"$f":"INDEX(Assump!$C$30:$N$30,$A19913)*INDEX(Assump!$C$56:$FN$56,($B19913-1)*Hrs_in_dy+$C19913)","v":0.93459647715134997},{"$f":"INDEX(ePrice!$F19914:$K19914,P_Off)*EPrice_Fac","v":68.862016711963989},15.55141824553718,null,15.55141824553718,13.478988304093566,1.7448509999999999,85.266095916667851,73.074428659649115,"G","G","G","|",".",".","."]
[11,5,4,{"$f":"INDEX(Assump!$C$30:$N$30,$A19928)*INDEX(Assump!$C$56:$FN$56,($B19928-1)*Hrs_in_dy+$C19928)","v":0.93459647715134997},{"$f":"INDEX(ePrice!$F19929:$K19929,P_Off)*EPrice_Fac","v":44.431538082912695},15.55141824553718,null,15.55141824553718,13.478988304093566,1.7448509999999999,60.588844776211992,73.074428659649115,"E","G","G","|",".",".","."]
[11,5,9,{"$f":"INDEX(Assump!$C$30:$N$30,$A19933)*INDEX(Assump!$C$56:$FN$56,($B19933-1)*Hrs_in_dy+$C19933)","v":0.93459647715134997},{"$f":"INDEX(ePrice!$F19934:$K19934,P_Off)*EPrice_Fac","v":57.61678586022218},15.55141824553718,null,15.55141824553718,13.478988304093566,1.7448509999999999,73.907276874504404,73.074428659649115,"G","G","G","|",".",".","."]
[11,5,19,{"$f":"INDEX(Assump!$C$30:$N$30,$A19943)*INDEX(Assump!$C$56:$FN$56,($B19943-1)*Hrs_in_dy+$C19943)","v":0.93459647715134997},{"$f":"INDEX(ePrice!$F19944:$K19944,P_Off)*EPrice_Fac","v":70.990884842675428},15.55141824553718,null,15.55141824553718,13.478988304093566,1.7448509999999999,87.416467765871317,73.074428659649115,"G","G","G","|",".",".","."]
[11,6,10,{"$f":"INDEX(Assump!$C$30:$N$30,$A19958)*INDEX(Assump!$C$56:$FN$56,($B19958-1)*Hrs_in_dy+$C19958)","v":0.93459647715134997},{"$f":"INDEX(ePrice!$F19959:$K19959,P_Off)*EPrice_Fac","v":70.023384539930944},15.55141824553718,null,15.55141824553718,13.478988304093566,1.7448509999999999,86.439194732796082,73.074428659649115,"G","G","G","|",".",".","."]
[11,6,21,{"$f":"INDEX(Assump!$C$30:$N$30,$A19969)*INDEX(Assump!$C$56:$FN$56,($B19969-1)*Hrs_in_dy+$C19969)","v":0.93459647715134997},{"$f":"INDEX(ePrice!$F19970:$K19970,P_Off)*EPrice_Fac","v":64.032855791762572},15.55141824553718,null,15.55141824553718,13.478988304093566,1.7448509999999999,80.388155593232071,73.074428659649115,"G","G","G","|",".",".","."]
[11,7,2,{"$f":"INDEX(Assump!$C$30:$N$30,$A19974)*INDEX(Assump!$C$56:$FN$56,($B19974-1)*Hrs_in_dy+$C19974)","v":0.93459647715134997},{"$f":"INDEX(ePrice!$F19975:$K19975,P_Off)*EPrice_Fac","v":22.569167509147867},15.55141824553718,null,{"$f":"SUM($F19974:$G19974)","v":15.55141824553718},13.478988304093566,1.7448509999999999,{"$f":"SUM(E19974,H19974)/COP_Elec","v":38.505642176449541},{"$f":"SUM(I19974:J19974)*GJ_MWh/COP_Other","v":73.074428659649115},"E","E","G","|",".",".","."]
[11,7,17,{"$f":"INDEX(Assump!$C$30:$N$30,$A19989)*INDEX(Assump!$C$56:$FN$56,($B19989-1)*Hrs_in_dy+$C19989)","v":0.93459647715134997},{"$f":"INDEX(ePrice!$F19990:$K19990,P_Off)*EPrice_Fac","v":99.412012735296159},15.55141824553718,null,15.55141824553718,13.478988304093566,1.7448509999999999,116.12467775841752,73.074428659649115,"G","E","G","|",".",".","."]
[11,1,4,{"$f":"INDEX(Assump!$C$30:$N$30,$A20000)*INDEX(Assump!$C$56:$FN$56,($B20000-1)*Hrs_in_dy+$C20000)","v":0.93459647715134997},{"$f":"INDEX(ePrice!$F20001:$K20001,P_Off)*EPrice_Fac","v":0.17943103581413908},15.55141824553718,null,15.55141824553718,13.478988304093566,1.7448509999999999,15.889746748839716,73.074428659649115,"E","E","G","|",".",".","."]
[11,1,5,{"$f":"INDEX(Assump!$C$30:$N$30,$A20001)*INDEX(Assump!$C$56:$FN$56,($B20001-1)*Hrs_in_dy+$C20001)","v":0.93459647715134997},{"$f":"INDEX(ePrice!$F20002:$K20002,P_Off)*EPrice_Fac","v":6.116487367899623},15.55141824553718,null,15.55141824553718,13.478988304093566,1.7448509999999999,21.886773346905859,73.074428659649115,"E","E","G","|",".",".","."]
[11,1,23,{"$f":"INDEX(Assump!$C$30:$N$30,$A20019)*INDEX(Assump!$C$56:$FN$56,($B20019-1)*Hrs_in_dy+$C20019)","v":0.93459647715134997},{"$f":"INDEX(ePrice!$F20020:$K20020,P_Off)*EPrice_Fac","v":94.744864293271732},15.55141824553718,null,15.55141824553718,13.478988304093566,1.7448509999999999,111.41038640283729,73.074428659649115,"G","E","G","|",".",".","."]
[11,1,24,{"$f":"INDEX(Assump!$C$30:$N$30,$A20020)*INDEX(Assump!$C$56:$FN$56,($B20020-1)*Hrs_in_dy+$C20020)","v":0.93459647715134997},{"$f":"INDEX(ePrice!$F20021:$K20021,P_Off)*EPrice_Fac","v":44.894700637378854},15.55141824553718,null,15.55141824553718,13.478988304093566,1.7448509999999999,61.056685740319224,73.074428659649115,"E","E","G","|",".",".","."]
[11,2,15,{"$f":"INDEX(Assump!$C$30:$N$30,$A20035)*INDEX(Assump!$C$56:$FN$56,($B20035-1)*Hrs_in_dy+$C20035)","v":0.93459647715134997},{"$f":"INDEX(ePrice!$F20036:$K20036,P_Off)*EPrice_Fac","v":42.203235100166772},15.55141824553718,null,15.55141824553718,13.478988304093566,1.7448509999999999,58.338033682529243,73.074428659649115,"E","G","G","|",".",".","."]
[11,3,2,{"$f":"INDEX(Assump!$C$30:$N$30,$A20046)*INDEX(Assump!$C$56:$FN$56,($B20046-1)*Hrs_in_dy+$C20046)","v":0.93459647715134997},{"$f":"INDEX(ePrice!$F20047:$K20047,P_Off)*EPrice_Fac","v":16.760969698403109},15.55141824553718,null,15.55141824553718,13.478988304093566,1.7448509999999999,32.638775700949786,73.074428659649115,"E","G","G","|",".",".","."]
[11,3,7,{"$f":"INDEX(Assump!$C$30:$N$30,$A20051)*INDEX(Assump!$C$56:$FN$56,($B20051-1)*Hrs_in_dy+$C20051)","v":0.93459647715134997},{"$f":"INDEX(ePrice!$F20052:$K20052,P_Off)*EPrice_Fac","v":67.888260138620154},15.55141824553718,null,15.55141824553718,13.478988304093566,1.7448509999999999,84.282503418340738,73.074428659649115,"G","G","G","|",".",".","."]
[11,3,24,{"$f":"INDEX(Assump!$C$30:$N$30,$A20068)*INDEX(Assump!$C$56:$FN$56,($B20068-1)*Hrs_in_dy+$C20068)","v":0.93459647715134997},{"$f":"INDEX(ePrice!$F20069:$K20069,P_Off)*EPrice_Fac","v":22.260003207765845},15.55141824553718,null,15.55141824553718,13.478988304093566,1.7448509999999999,38.193355003336393,73.074428659649115,"E","G","G","|",".",".","."]
[11,4,8,{"$f":"INDEX(Assump!$C$30:$N$30,$A20076)*INDEX(Assump!$C$56:$FN$56,($B20076-1)*Hrs_in_dy+$C20076)","v":0.93459647715134997},{"$f":"INDEX(ePrice!$F20077:$K20077,P_Off)*EPrice_Fac","v":81.94193214959229},15.55141824553718,null,15.55141824553718,13.478988304093566,1.7448509999999999,98.478131712251994,73.074428659649115,"G","E","G","|",".",".","."]
[11,4,13,{"$f":"INDEX(Assump!$C$30:$N$30,$A20081)*INDEX(Assump!$C$56:$FN$56,($B20081-1)*Hrs_in_dy+$C20081)","v":0.93459647715134997},{"$f":"INDEX(ePrice!$F20082:$K20082,P_Off)*EPrice_Fac","v":74.511376313524394},15.55141824553718,null,15.55141824553718,13.478988304093566,1.7448509999999999,90.972519756627847,73.074428659649115,"G","E","G","|",".",".","."]
[11,4,24,{"$f":"INDEX(Assump!$C$30:$N$30,$A20092)*INDEX(Assump!$C$56:$FN$56,($B20092-1)*Hrs_in_dy+$C20092)","v":0.93459647715134997},{"$f":"INDEX(ePrice!$F20093:$K20093,P_Off)*EPrice_Fac","v":32.709222352236296},15.55141824553718,null,15.55141824553718,13.478988304093566,1.7448509999999999,48.748121815932805,73.074428659649115,"E","E","G","|",".",".","."]
[11,5,15,{"$f":"INDEX(Assump!$C$30:$N$30,$A20107)*INDEX(Assump!$C$56:$FN$56,($B20107-1)*Hrs_in_dy+$C20107)","v":0.93459647715134997},{"$f":"INDEX(ePrice!$F20108:$K20108,P_Off)*EPrice_Fac","v":63.808842765551631},15.55141824553718,null,15.55141824553718,13.478988304093566,1.7448509999999999,80.161879809180618,73.074428659649115,"G","G","G","|",".",".","."]
[11,5,20,{"$f":"INDEX(Assump!$C$30:$N$30,$A20112)*INDEX(Assump!$C$56:$FN$56,($B20112-1)*Hrs_in_dy+$C20112)","v":0.93459647715134997},{"$f":"INDEX(ePrice!$F20113:$K20113,P_Off)*EPrice_Fac","v":83.657081756639215},15.55141824553718,null,15.55141824553718,13.478988304093566,1.7448509999999999,100.21060606280444,73.074428659649115,"G","G","G","|",".",".","."]
[11,6,7,{"$f":"INDEX(Assump!$C$30:$N$30,$A20123)*INDEX(Assump!$C$56:$FN$56,($B20123-1)*Hrs_in_dy+$C20123)","v":0.93459647715134997},{"$f":"INDEX(ePrice!$F20124:$K20124,P_Off)*EPrice_Fac","v":64.014660718397266},15.55141824553718,null,15.55141824553718,13.478988304093566,1.7448509999999999,80.369776731246915,73.074428659649115,"G","G","G","|",".",".","."]
[11,6,18,{"$f":"INDEX(Assump!$C$30:$N$30,$A20134)*INDEX(Assump!$C$56:$FN$56,($B20134-1)*Hrs_in_dy+$C20134)","v":0.93459647715134997},{"$f":"INDEX(ePrice!$F20135:$K20135,P_Off)*EPrice_Fac","v":82.670211059661426},15.55141824553718,null,15.55141824553718,13.478988304093566,1.7448509999999999,99.213766974948086,73.074428659649115,"G","G","G","|",".",".","."]
[12,7,2,{"$f":"INDEX(Assump!$C$30:$N$30,$A20142)*INDEX(Assump!$C$56:$FN$56,($B20142-1)*Hrs_in_dy+$C20142)","v":0.80083516575099611},{"$f":"INDEX(ePrice!$F20143:$K20143,P_Off)*EPrice_Fac","v":26.297201513583971},15.55141824553718,null,15.55141824553718,13.478988304093566,1.7448509999999999,42.271333090021365,73.074428659649115,"E","E","G","|",".",".","."]
[12,7,13,{"$f":"INDEX(Assump!$C$30:$N$30,$A20153)*INDEX(Assump!$C$56:$FN$56,($B20153-1)*Hrs_in_dy+$C20153)","v":0.80083516575099611},{"$f":"INDEX(ePrice!$F20154:$K20154,P_Off)*EPrice_Fac","v":21.674213649666743},15.55141824553718,null,15.55141824553718,13.478988304093566,1.7448509999999999,37.601648378993865,73.074428659649115,"E","E","G","|",".",".","."]
[12,7,18,{"$f":"INDEX(Assump!$C$30:$N$30,$A20158)*INDEX(Assump!$C$56:$FN$56,($B20158-1)*Hrs_in_dy+$C20158)","v":0.80083516575099611},{"$f":"INDEX(ePrice!$F20159:$K20159,P_Off)*EPrice_Fac","v":62.10424792531731},15.55141824553718,null,15.55141824553718,13.478988304093566,1.7448509999999999,78.440066839246953,73.074428659649115,"G","E","G","|",".",".","."]
[11,1,5,{"$f":"INDEX(Assump!$C$30:$N$30,$A20169)*INDEX(Assump!$C$56:$FN$56,($B20169-1)*Hrs_in_dy+$C20169)","v":0.93459647715134997},{"$f":"INDEX(ePrice!$F20170:$K20170,P_Off)*EPrice_Fac","v":29.960472400044598},15.55141824553718,null,15.55141824553718,13.478988304093566,1.7448509999999999,45.971606712708869,73.074428659649115,"E","E","E","|",".",".","."]
[11,1,20,{"$f":"INDEX(Assump!$C$30:$N$30,$A20184)*INDEX(Assump!$C$56:$FN$56,($B20184-1)*Hrs_in_dy+$C20184)","v":0.93459647715134997},{"$f":"INDEX(ePrice!$F20185:$K20185,P_Off)*EPrice_Fac","v":53.008150664461773},15.55141824553718,null,15.55141824553718,13.478988304093566,1.7448509999999999,69.252089808079759,73.074428659649115,"E","E","E","|",".",".","."]
[11,2,4,{"$f":"INDEX(Assump!$C$30:$N$30,$A20192)*INDEX(Assump!$C$56:$FN$56,($B20192-1)*Hrs_in_dy+$C20192)","v":0.93459647715134997},{"$f":"INDEX(ePrice!$F20193:$K20193,P_Off)*EPrice_Fac","v":35.190348312697218},15.55141824553718,null,15.55141824553718,13.478988304093566,1.7448509999999999,51.254309654782219,73.074428659649115,"E","E","E","|",".",".","."]
[11,2,11,{"$f":"INDEX(Assump!$C$30:$N$30,$A20199)*INDEX(Assump!$C$56:$FN$56,($B20199-1)*Hrs_in_dy+$C20199)","v":0.93459647715134997},{"$f":"INDEX(ePrice!$F20200:$K20200,P_Off)*EPrice_Fac","v":75.897347840616746},15.55141824553718,null,15.55141824553718,13.478988304093566,1.7448509999999999,92.372490996115076,73.074428659649115,"G","E","E","|",".",".","."]
[11,3,2,{"$f":"INDEX(Assump!$C$30:$N$30,$A20214)*INDEX(Assump!$C$56:$FN$56,($B20214-1)*Hrs_in_dy+$C20214)","v":0.93459647715134997},{"$f":"INDEX(ePrice!$F20215:$K20215,P_Off)*EPrice_Fac","v":25.077745537871085},15.55141824553718,null,15.55141824553718,13.478988304093566,1.7448509999999999,41.039559377180069,73.074428659649115,"E","G","E","|",".",".","."]
[11,3,13,{"$f":"INDEX(Assump!$C$30:$N$30,$A20225)*INDEX(Assump!$C$56:$FN$56,($B20225-1)*Hrs_in_dy+$C20225)","v":0.93459647715134997},{"$f":"INDEX(ePrice!$F20226:$K20226,P_Off)*EPrice_Fac","v":60.117159480794768},15.55141824553718,null,15.55141824553718,13.478988304093566,1.7448509999999999,76.4329067942747,73.074428659649115,"G","G","E","|",".",".","."]
[11,3,18,{"$f":"INDEX(Assump!$C$30:$N$30,$A20230)*INDEX(Assump!$C$56:$FN$56,($B20230-1)*Hrs_in_dy+$C20230)","v":0.93459647715134997},{"$f":"INDEX(ePrice!$F20231:$K20231,P_Off)*EPrice_Fac","v":75.421904575830141},15.55141824553718,null,{"$f":"SUM($F20230:$G20230)","v":15.55141824553718},13.478988304093566,1.7448509999999999,{"$f":"SUM(E20230,H20230)/COP_Elec","v":91.892245274108404},{"$f":"SUM(I20230:J20230)*GJ_MWh/COP_Other","v":73.074428659649115},"G","G","E","|",".",".","."]
[11,4,9,{"$f":"INDEX(Assump!$C$30:$N$30,$A20245)*INDEX(Assump!$C$56:$FN$56,($B20245-1)*Hrs_in_dy+$C20245)","v":0.93459647715134997},{"$f":"INDEX(ePrice!$F20246:$K20246,P_Off)*EPrice_Fac","v":77.044449050895537},15.55141824553718,null,15.55141824553718,13.478988304093566,1.7448509999999999,93.531179087305773,73.074428659649115,"G","E","E","|",".",".","."]
[11,4,18,{"$f":"INDEX(Assump!$C$30:$N$30,$A20254)*INDEX(Assump!$C$56:$FN$56,($B20254-1)*Hrs_in_dy+$C20254)","v":0.93459647715134997},{"$f":"INDEX(ePrice!$F20255:$K20255,P_Off)*EPrice_Fac","v":63.166033750219952},15.55141824553718,null,15.55141824553718,13.478988304093566,1.7448509999999999,79.512577773492055,73.074428659649115,"G","E","E","|",".",".","."]
[11,4,24,{"$f":"INDEX(Assump!$C$30:$N$30,$A20260)*INDEX(Assump!$C$56:$FN$56,($B20260-1)*Hrs_in_dy+$C20260)","v":0.93459647715134997},{"$f":"INDEX(ePrice!$F20261:$K20261,P_Off)*EPrice_Fac","v":31.952806081055119},15.55141824553718,null,15.55141824553718,13.478988304093566,1.7448509999999999,47.98406497635586,73.074428659649115,"E","E","E","|",".",".","."]
[11,5,15,{"$f":"INDEX(Assump!$C$30:$N$30,$A20275)*INDEX(Assump!$C$56:$FN$56,($B20275-1)*Hrs_in_dy+$C20275)","v":0.93459647715134997},{"$f":"INDEX(ePrice!$F20276:$K20276,P_Off)*EPrice_Fac","v":103.12723903949602},15.55141824553718,null,15.55141824553718,13.478988304093566,1.7448509999999999,119.87743160104364,73.074428659649115,"G","G","E","|",".",".","."]
[11,5,16,{"$f":"INDEX(Assump!$C$30:$N$30,$A20276)*INDEX(Assump!$C$56:$FN$56,($B20276-1)*Hrs_in_dy+$C20276)","v":0.93459647715134997},{"$f":"INDEX(ePrice!$F20277:$K20277,P_Off)*EPrice_Fac","v":104.43188783932678},15.55141824553718,null,15.55141824553718,13.478988304093566,1.7448509999999999,121.19525867157975,73.074428659649115,"G","G","E","|",".",".","."]
[11,6,7,{"$f":"INDEX(Assump!$C$30:$N$30,$A20291)*INDEX(Assump!$C$56:$FN$56,($B20291-1)*Hrs_in_dy+$C20291)","v":0.93459647715134997},{"$f":"INDEX(ePrice!$F20292:$K20292,P_Off)*EPrice_Fac","v":19.352290530822977},15.55141824553718,null,15.55141824553718,13.478988304093566,1.7448509999999999,35.256271491272884,73.074428659649115,"E","E","E","|",".",".","."]
[11,6,18,{"$f":"INDEX(Assump!$C$30:$N$30,$A20302)*INDEX(Assump!$C$56:$FN$56,($B20302-1)*Hrs_in_dy+$C20302)","v":0.93459647715134997},{"$f":"INDEX(ePrice!$F20303:$K20303,P_Off)*EPrice_Fac","v":19.907141169831466},15.55141824553718,null,15.55141824553718,13.478988304093566,1.7448509999999999,35.816726682190556,73.074428659649115,"E","E","E","|",".",".","."]
[11,6,23,{"$f":"INDEX(Assump!$C$30:$N$30,$A20307)*INDEX(Assump!$C$56:$FN$56,($B20307-1)*Hrs_in_dy+$C20307)","v":0.93459647715134997},{"$f":"INDEX(ePrice!$F20308:$K20308,P_Off)*EPrice_Fac","v":32.653709903810174},15.55141824553718,null,15.55141824553718,13.478988304093566,1.7448509999999999,48.692048635704396,73.074428659649115,"E","E","E","|",".",".","."]
[11,7,8,{"$f":"INDEX(Assump!$C$30:$N$30,$A20316)*INDEX(Assump!$C$56:$FN$56,($B20316-1)*Hrs_in_dy+$C20316)","v":0.93459647715134997},{"$f":"INDEX(ePrice!$F20317:$K20317,P_Off)*EPrice_Fac","v":19.584727960677881},15.55141824553718,null,15.55141824553718,13.478988304093566,1.7448509999999999,35.491056773954604,73.074428659649115,"E","E","E","|",".",".","."]
[11,7,24,{"$f":"INDEX(Assump!$C$30:$N$30,$A20332)*INDEX(Assump!$C$56:$FN$56,($B20332-1)*Hrs_in_dy+$C20332)","v":0.93459647715134997},{"$f":"INDEX(ePrice!$F20333:$K20333,P_Off)*EPrice_Fac","v":18.557504480351362},15.55141824553718,null,15.55141824553718,13.478988304093566,1.7448509999999999,34.453457298877311,73.074428659649115,"E","E","E","|",".",".","."]
[12,1,5,{"$f":"INDEX(Assump!$C$30:$N$30,$A20337)*INDEX(Assump!$C$56:$FN$56,($B20337-1)*Hrs_in_dy+$C20337)","v":0.80083516575099611},{"$f":"INDEX(ePrice!$F20338:$K20338,P_Off)*EPrice_Fac","v":4.0399124738000572E-2},15.55141824553718,null,15.55141824553718,13.478988304093566,1.7448509999999999,15.749310475025435,73.074428659649115,"E","G","G","|",".",".","."]
[12,1,20,{"$f":"INDEX(Assump!$C$30:$N$30,$A20352)*INDEX(Assump!$C$56:$FN$56,($B20352-1)*Hrs_in_dy+$C20352)","v":0.80083516575099611},{"$f":"INDEX(ePrice!$F20353:$K20353,P_Off)*EPrice_Fac","v":161.92642513736266},15.55141824553718,null,15.55141824553718,13.478988304093566,1.7448509999999999,179.270548871616,73.074428659649115,"G","G","G","|",".",".","."]
[12,2,7,{"$f":"INDEX(Assump!$C$30:$N$30,$A20363)*INDEX(Assump!$C$56:$FN$56,($B20363-1)*Hrs_in_dy+$C20363)","v":0.80083516575099611},{"$f":"INDEX(ePrice!$F20364:$K20364,P_Off)*EPrice_Fac","v":156.17628304965388},15.55141824553718,null,15.55141824553718,13.478988304093566,1.7448509999999999,173.46232454059702,73.074428659649115,"G","G","G","|",".",".","."]
[12,2,12,{"$f":"INDEX(Assump!$C$30:$N$30,$A20368)*INDEX(Assump!$C$56:$FN$56,($B20368-1)*Hrs_in_dy+$C20368)","v":0.80083516575099611},{"$f":"INDEX(ePrice!$F20369:$K20369,P_Off)*EPrice_Fac","v":246.79825302444553},15.55141824553718,null,15.55141824553718,13.478988304093566,1.7448509999999999,264.9996679494775,73.074428659649115,"G","G","G","|",".",".","."]
[12,2,22,{"$f":"INDEX(Assump!$C$30:$N$30,$A20378)*INDEX(Assump!$C$56:$FN$56,($B20378-1)*Hrs_in_dy+$C20378)","v":0.80083516575099611},{"$f":"INDEX(ePrice!$F20379:$K20379,P_Off)*EPrice_Fac","v":248.44115076379089},15.55141824553718,null,15.55141824553718,13.478988304093566,1.7448509999999999,266.6591606154829,73.074428659649115,"G","G","G","|",".",".","."]
[12,3,13,{"$f":"INDEX(Assump!$C$30:$N$30,$A20393)*INDEX(Assump!$C$56:$FN$56,($B20393-1)*Hrs_in_dy+$C20393)","v":0.80083516575099611},{"$f":"INDEX(ePrice!$F20394:$K20394,P_Off)*EPrice_Fac","v":223.35329430149253},15.55141824553718,null,15.55141824553718,13.478988304093566,1.7448509999999999,241.31789146164616,73.074428659649115,"G","G","G","|",".",".","."]
[12,3,18,{"$f":"INDEX(Assump!$C$30:$N$30,$A20398)*INDEX(Assump!$C$56:$FN$56,($B20398-1)*Hrs_in_dy+$C20398)","v":0.80083516575099611},{"$f":"INDEX(ePrice!$F20399:$K20399,P_Off)*EPrice_Fac","v":150.83013220932514},15.55141824553718,null,15.55141824553718,13.478988304093566,1.7448509999999999,168.06217217662862,73.074428659649115,"G","G","G","|",".",".","."]
[12,4,5,{"$f":"INDEX(Assump!$C$30:$N$30,$A20409)*INDEX(Assump!$C$56:$FN$56,($B20409-1)*Hrs_in_dy+$C20409)","v":0.80083516575099611},{"$f":"INDEX(ePrice!$F20410:$K20410,P_Off)*EPrice_Fac","v":163.38752681538699},15.55141824553718,null,15.55141824553718,13.478988304093566,1.7448509999999999,180.74640915244865,73.074428659649115,"G","G","G","|",".",".","."]
[12,4,10,{"$f":"INDEX(Assump!$C$30:$N$30,$A20414)*INDEX(Assump!$C$56:$FN$56,($B20414-1)*Hrs_in_dy+$C20414)","v":0.80083516575099611},{"$f":"INDEX(ePrice!$F20415:$K20415,P_Off)*EPrice_Fac","v":375.2136041916367},15.55141824553718,null,15.55141824553718,13.478988304093566,1.7448509999999999,394.71214387593324,73.074428659649115,"G","G","G","|",".",".","."]
[12,4,21,{"$f":"INDEX(Assump!$C$30:$N$30,$A20425)*INDEX(Assump!$C$56:$FN$56,($B20425-1)*Hrs_in_dy+$C20425)","v":0.80083516575099611},{"$f":"INDEX(ePrice!$F20426:$K20426,P_Off)*EPrice_Fac","v":197.82778065453246},15.55141824553718,null,15.55141824553718,13.478988304093566,1.7448509999999999,215.53454434350468,73.074428659649115,"G","G","G","|",".",".","."]
[12,5,8,{"$f":"INDEX(Assump!$C$30:$N$30,$A20436)*INDEX(Assump!$C$56:$FN$56,($B20436-1)*Hrs_in_dy+$C20436)","v":0.80083516575099611},{"$f":"INDEX(ePrice!$F20437:$K20437,P_Off)*EPrice_Fac","v":205.72580954081158},15.55141824553718,null,15.55141824553718,13.478988304093566,1.7448509999999999,223.51235129934219,73.074428659649115,"G","G","G","|",".",".","."]
[12,5,16,{"$f":"INDEX(Assump!$C$30:$N$30,$A20444)*INDEX(Assump!$C$56:$FN$56,($B20444-1)*Hrs_in_dy+$C20444)","v":0.80083516575099611},{"$f":"INDEX(ePrice!$F20445:$K20445,P_Off)*EPrice_Fac","v":198.58863083709815},15.55141824553718,null,15.55141824553718,13.478988304093566,1.7448509999999999,216.30307988144983,73.074428659649115,"G","G","G","|",".",".","."]
[12,6,3,{"$f":"INDEX(Assump!$C$30:$N$30,$A20455)*INDEX(Assump!$C$56:$FN$56,($B20455-1)*Hrs_in_dy+$C20455)","v":0.80083516575099611},{"$f":"INDEX(ePrice!$F20456:$K20456,P_Off)*EPrice_Fac","v":129.54652665985518},15.55141824553718,null,15.55141824553718,13.478988304093566,1.7448509999999999,146.56358071251753,73.074428659649115,"G","G","G","|",".",".","."]
[12,6,18,{"$f":"INDEX(Assump!$C$30:$N$30,$A20470)*INDEX(Assump!$C$56:$FN$56,($B20470-1)*Hrs_in_dy+$C20470)","v":0.80083516575099611},{"$f":"INDEX(ePrice!$F20471:$K20471,P_Off)*EPrice_Fac","v":207.1330457191853},15.55141824553718,null,15.55141824553718,13.478988304093566,1.7448509999999999,224.93380198456816,73.074428659649115,"G","G","G","|",".",".","."]
[12,6,23,{"$f":"INDEX(Assump!$C$30:$N$30,$A20475)*INDEX(Assump!$C$56:$FN$56,($B20475-1)*Hrs_in_dy+$C20475)","v":0.80083516575099611},{"$f":"INDEX(ePrice!$F20476:$K20476,P_Off)*EPrice_Fac","v":135.78145824441992},15.55141824553718,null,15.55141824553718,13.478988304093566,1.7448509999999999,152.86149140399706,73.074428659649115,"G","G","G","|",".",".","."]
[12,7,10,{"$f":"INDEX(Assump!$C$30:$N$30,$A20486)*INDEX(Assump!$C$56:$FN$56,($B20486-1)*Hrs_in_dy+$C20486)","v":0.80083516575099611},{"$f":"INDEX(ePrice!$F20487:$K20487,P_Off)*EPrice_Fac","v":166.18853279722171},15.55141824553718,null,{"$f":"SUM($F20486:$G20486)","v":15.55141824553718},13.478988304093566,1.7448509999999999,{"$f":"SUM(E20486,H20486)/COP_Elec","v":183.57570812399888},{"$f":"SUM(I20486:J20486)*GJ_MWh/COP_Other","v":73.074428659649115},"G","G","G","|",".",".","."]
[12,1,1,{"$f":"INDEX(Assump!$C$30:$N$30,$A20501)*INDEX(Assump!$C$56:$FN$56,($B20501-1)*Hrs_in_dy+$C20501)","v":0.80083516575099611},{"$f":"INDEX(ePrice!$F20502:$K20502,P_Off)*EPrice_Fac","v":95.649339919520401},15.55141824553718,null,15.55141824553718,13.478988304093566,1.7448509999999999,112.32399814652281,73.074428659649115,"G","G","G","|",19.220043978023906,19.220043978023906,19.220043978023906]
[12,1,11,{"$f":"INDEX(Assump!$C$30:$N$30,$A20511)*INDEX(Assump!$C$56:$FN$56,($B20511-1)*Hrs_in_dy+$C20511)","v":0.80083516575099611},{"$f":"INDEX(ePrice!$F20512:$K20512,P_Off)*EPrice_Fac","v":139.14643202725304},15.55141824553718,null,15.55141824553718,13.478988304093566,1.7448509999999999,156.26045482100022,73.074428659649115,"G","G","G","|",".",".","."]
[12,1,16,{"$f":"INDEX(Assump!$C$30:$N$30,$A20516)*INDEX(Assump!$C$56:$FN$56,($B20516-1)*Hrs_in_dy+$C20516)","v":0.80083516575099611},{"$f":"INDEX(ePrice!$F20517:$K20517,P_Off)*EPrice_Fac","v":183.12802144806682},15.55141824553718,null,15.55141824553718,13.478988304093566,1.7448509999999999,200.68630272081211,73.074428659649115,"G","G","G","|",".",".","."]
[12,2,7,{"$f":"INDEX(Assump!$C$30:$N$30,$A20531)*INDEX(Assump!$C$56:$FN$56,($B20531-1)*Hrs_in_dy+$C20531)","v":0.80083516575099611},{"$f":"INDEX(ePrice!$F20532:$K20532,P_Off)*EPrice_Fac","v":107.9890677823164},15.55141824553718,null,15.55141824553718,13.478988304093566,1.7448509999999999,124.78836972510462,73.074428659649115,"G","G","G","|",".",".","."]
[12,2,8,{"$f":"INDEX(Assump!$C$30:$N$30,$A20532)*INDEX(Assump!$C$56:$FN$56,($B20532-1)*Hrs_in_dy+$C20532)","v":0.80083516575099611},{"$f":"INDEX(ePrice!$F20533:$K20533,P_Off)*EPrice_Fac","v":134.08612675729407},15.55141824553718,null,15.55141824553718,13.478988304093566,1.7448509999999999,151.14903535639519,73.074428659649115,"G","G","G","|",".",".","."]
[12,2,23,{"$f":"INDEX(Assump!$C$30:$N$30,$A20547)*INDEX(Assump!$C$56:$FN$56,($B20547-1)*Hrs_in_dy+$C20547)","v":0.80083516575099611},{"$f":"INDEX(ePrice!$F20548:$K20548,P_Off)*EPrice_Fac","v":112.48711691116884},15.55141824553718,null,15.55141824553718,13.478988304093566,1.7448509999999999,129.33185369364244,73.074428659649115,"G","G","G","|",".",".","."]
[12,3,10,{"$f":"INDEX(Assump!$C$30:$N$30,$A20558)*INDEX(Assump!$C$56:$FN$56,($B20558-1)*Hrs_in_dy+$C20558)","v":0.80083516575099611},{"$f":"INDEX(ePrice!$F20559:$K20559,P_Off)*EPrice_Fac","v":140.47431355199407},15.55141824553718,null,15.55141824553718,13.478988304093566,1.7448509999999999,157.60174929043561,73.074428659649115,"G","G","G","|",".",".","."]
[12,3,21,{"$f":"INDEX(Assump!$C$30:$N$30,$A20569)*INDEX(Assump!$C$56:$FN$56,($B20569-1)*Hrs_in_dy+$C20569)","v":0.80083516575099611},{"$f":"INDEX(ePrice!$F20570:$K20570,P_Off)*EPrice_Fac","v":176.30917037507245},15.55141824553718,null,15.55141824553718,13.478988304093566,1.7448509999999999,193.79857436425215,73.074428659649115,"G","G","G","|",".",".","."]
[12,4,5,{"$f":"INDEX(Assump!$C$30:$N$30,$A20577)*INDEX(Assump!$C$56:$FN$56,($B20577-1)*Hrs_in_dy+$C20577)","v":0.80083516575099611},{"$f":"INDEX(ePrice!$F20578:$K20578,P_Off)*EPrice_Fac","v":122.63763469263503},15.55141824553718,null,15.55141824553718,13.478988304093566,1.7448509999999999,139.58490195774971,73.074428659649115,"G","G","G","|",".",".","."]
[12,4,16,{"$f":"INDEX(Assump!$C$30:$N$30,$A20588)*INDEX(Assump!$C$56:$FN$56,($B20588-1)*Hrs_in_dy+$C20588)","v":0.80083516575099611},{"$f":"INDEX(ePrice!$F20589:$K20589,P_Off)*EPrice_Fac","v":167.40279384201224},15.55141824553718,null,15.55141824553718,13.478988304093566,1.7448509999999999,184.8022344318681,73.074428659649115,"G","G","G","|",".",".","."]
[12,4,21,{"$f":"INDEX(Assump!$C$30:$N$30,$A20593)*INDEX(Assump!$C$56:$FN$56,($B20593-1)*Hrs_in_dy+$C20593)","v":0.80083516575099611},{"$f":"INDEX(ePrice!$F20594:$K20594,P_Off)*EPrice_Fac","v":141.1322728660549},15.55141824553718,null,15.55141824553718,13.478988304093566,1.7448509999999999,158.26635465817381,73.074428659649115,"G","G","G","|",".",".","."]
[12,5,12,{"$f":"INDEX(Assump!$C$30:$N$30,$A20608)*INDEX(Assump!$C$56:$FN$56,($B20608-1)*Hrs_in_dy+$C20608)","v":0.80083516575099611},{"$f":"INDEX(ePrice!$F20609:$K20609,P_Off)*EPrice_Fac","v":174.2037005700777},15.55141824553718,null,15.55141824553718,13.478988304093566,1.7448509999999999,191.67183718748979,73.074428659649115,"G","G","G","|",".",".","."]
[12,5,23,{"$f":"INDEX(Assump!$C$30:$N$30,$A20619)*INDEX(Assump!$C$56:$FN$56,($B20619-1)*Hrs_in_dy+$C20619)","v":0.80083516575099611},{"$f":"INDEX(ePrice!$F20620:$K20620,P_Off)*EPrice_Fac","v":160.43440656127675},15.55141824553718,null,15.55141824553718,13.478988304093566,1.7448509999999999,177.76345940082214,73.074428659649115,"G","G","G","|",".",".","."]
[12,6,7,{"$f":"INDEX(Assump!$C$30:$N$30,$A20627)*INDEX(Assump!$C$56:$FN$56,($B20627-1)*Hrs_in_dy+$C20627)","v":0.80083516575099611},{"$f":"INDEX(ePrice!$F20628:$K20628,P_Off)*EPrice_Fac","v":165.74593266024078},15.55141824553718,null,15.55141824553718,13.478988304093566,1.7448509999999999,183.12863727856359,73.074428659649115,"G","G","G","|",".",".","."]
[12,6,14,{"$f":"INDEX(Assump!$C$30:$N$30,$A20634)*INDEX(Assump!$C$56:$FN$56,($B20634-1)*Hrs_in_dy+$C20634)","v":0.80083516575099611},{"$f":"INDEX(ePrice!$F20635:$K20635,P_Off)*EPrice_Fac","v":143.13007660147611},15.55141824553718,null,15.55141824553718,13.478988304093566,1.7448509999999999,160.28433822930634,73.074428659649115,"G","G","G","|",".",".","."]
[12,7,5,{"$f":"INDEX(Assump!$C$30:$N$30,$A20649)*INDEX(Assump!$C$56:$FN$56,($B20649-1)*Hrs_in_dy+$C20649)","v":0.80083516575099611},{"$f":"INDEX(ePrice!$F20650:$K20650,P_Off)*EPrice_Fac","v":95.691210057687911},15.55141824553718,null,15.55141824553718,13.478988304093566,1.7448509999999999,112.36629121537888,73.074428659649115,"G","G","G","|",".",".","."]
[12,7,10,{"$f":"INDEX(Assump!$C$30:$N$30,$A20654)*INDEX(Assump!$C$56:$FN$56,($B20654-1)*Hrs_in_dy+$C20654)","v":0.80083516575099611},{"$f":"INDEX(ePrice!$F20655:$K20655,P_Off)*EPrice_Fac","v":186.53146553625439},15.55141824553718,null,15.55141824553718,13.478988304093566,1.7448509999999999,204.12412503211269,73.074428659649115,"G","G","G","|",".",".","."]
[12,7,21,{"$f":"INDEX(Assump!$C$30:$N$30,$A20665)*INDEX(Assump!$C$56:$FN$56,($B20665-1)*Hrs_in_dy+$C20665)","v":0.80083516575099611},{"$f":"INDEX(ePrice!$F20666:$K20666,P_Off)*EPrice_Fac","v":102.5519312688498},15.55141824553718,null,15.55141824553718,13.478988304093566,1.7448509999999999,119.29631264079492,73.074428659649115,"G","G","G","|",".",".","."]
[12,1,2,{"$f":"INDEX(Assump!$C$30:$N$30,$A20670)*INDEX(Assump!$C$56:$FN$56,($B20670-1)*Hrs_in_dy+$C20670)","v":0.80083516575099611},{"$f":"INDEX(ePrice!$F20671:$K20671,P_Off)*EPrice_Fac","v":26.593260609679113},15.55141824553718,null,15.55141824553718,13.478988304093566,1.7448509999999999,42.570382682036659,73.074428659649115,"E","G","G","|",".",".","."]
[12,1,17,{"$f":"INDEX(Assump!$C$30:$N$30,$A20685)*INDEX(Assump!$C$56:$FN$56,($B20685-1)*Hrs_in_dy+$C20685)","v":0.80083516575099611},{"$f":"INDEX(ePrice!$F20686:$K20686,P_Off)*EPrice_Fac","v":104.52975957220912},15.55141824553718,null,15.55141824553718,13.478988304093566,1.7448509999999999,121.29411900782453,73.074428659649115,"G","G","G","|",".",".","."]
[12,2,1,{"$f":"INDEX(Assump!$C$30:$N$30,$A20693)*INDEX(Assump!$C$56:$FN$56,($B20693-1)*Hrs_in_dy+$C20693)","v":0.80083516575099611},{"$f":"INDEX(ePrice!$F20694:$K20694,P_Off)*EPrice_Fac","v":96.344333961617068},15.55141824553718,null,15.55141824553718,13.478988304093566,1.7448509999999999,113.02601233045884,73.074428659649115,"G","G","G","|",19.220043978023906,19.220043978023906,19.220043978023906]
[12,2,8,{"$f":"INDEX(Assump!$C$30:$N$30,$A20700)*INDEX(Assump!$C$56:$FN$56,($B20700-1)*Hrs_in_dy+$C20700)","v":0.80083516575099611},{"$f":"INDEX(ePrice!$F20701:$K20701,P_Off)*EPrice_Fac","v":236.7212589750219},15.55141824553718,null,15.55141824553718,13.478988304093566,1.7448509999999999,254.82088608137281,73.074428659649115,"G","G","G","|",".",".","."]
[12,2,19,{"$f":"INDEX(Assump!$C$30:$N$30,$A20711)*INDEX(Assump!$C$56:$FN$56,($B20711-1)*Hrs_in_dy+$C20711)","v":0.80083516575099611},{"$f":"INDEX(ePrice!$F20712:$K20712,P_Off)*EPrice_Fac","v":101.86793414464253},15.55141824553718,null,15.55141824553718,13.478988304093566,1.7448509999999999,118.60540645472697,73.074428659649115,"G","G","G","|",".",".","."]
[12,3,10,{"$f":"INDEX(Assump!$C$30:$N$30,$A20726)*INDEX(Assump!$C$56:$FN$56,($B20726-1)*Hrs_in_dy+$C20726)","v":0.80083516575099611},{"$f":"INDEX(ePrice!$F20727:$K20727,P_Off)*EPrice_Fac","v":112.47774535592897},15.55141824553718,null,15.55141824553718,13.478988304093566,1.7448509999999999,129.32238747622844,73.074428659649115,"G","G","G","|",".",".","."]
[12,3,15,{"$f":"INDEX(Assump!$C$30:$N$30,$A20731)*INDEX(Assump!$C$56:$FN$56,($B20731-1)*Hrs_in_dy+$C20731)","v":0.80083516575099611},{"$f":"INDEX(ePrice!$F20732:$K20732,P_Off)*EPrice_Fac","v":86.403103315470574},15.55141824553718,null,15.55141824553718,13.478988304093566,1.7448509999999999,102.98436521313914,73.074428659649115,"G","G","G","|",".",".","."]
[12,4,2,{"$f":"INDEX(Assump!$C$30:$N$30,$A20742)*INDEX(Assump!$C$56:$FN$56,($B20742-1)*Hrs_in_dy+$C20742)","v":0.80083516575099611},{"$f":"INDEX(ePrice!$F20743:$K20743,P_Off)*EPrice_Fac","v":76.693064079699582},15.55141824553718,null,{"$f":"SUM($F20742:$G20742)","v":15.55141824553718},13.478988304093566,1.7448509999999999,{"$f":"SUM(E20742,H20742)/COP_Elec","v":93.176244772966427},{"$f":"SUM(I20742:J20742)*GJ_MWh/COP_Other","v":73.074428659649115},"G","G","G","|",".",".","."]
[12,4,11,{"$f":"INDEX(Assump!$C$30:$N$30,$A20751)*INDEX(Assump!$C$56:$FN$56,($B20751-1)*Hrs_in_dy+$C20751)","v":0.80083516575099611},{"$f":"INDEX(ePrice!$F20752:$K20752,P_Off)*EPrice_Fac","v":110.68444982139469},15.55141824553718,null,15.55141824553718,13.478988304093566,1.7448509999999999,127.51097784538572,73.074428659649115,"G","G","G","|",".",".","."]
[12,5,3,{"$f":"INDEX(Assump!$C$30:$N$30,$A20767)*INDEX(Assump!$C$56:$FN$56,($B20767-1)*Hrs_in_dy+$C20767)","v":0.80083516575099611},{"$f":"INDEX(ePrice!$F20768:$K20768,P_Off)*EPrice_Fac","v":95.257109491202556},15.55141824553718,null,15.55141824553718,13.478988304093566,1.7448509999999999,111.92780579468661,73.074428659649115,"G","G","G","|",".",".","."]
[12,5,8,{"$f":"INDEX(Assump!$C$30:$N$30,$A20772)*INDEX(Assump!$C$56:$FN$56,($B20772-1)*Hrs_in_dy+$C20772)","v":0.80083516575099611},{"$f":"INDEX(ePrice!$F20773:$K20773,P_Off)*EPrice_Fac","v":164.37084436048374},15.55141824553718,null,15.55141824553718,13.478988304093566,1.7448509999999999,181.73965919800094,73.074428659649115,"G","G","G","|",".",".","."]
[12,5,23,{"$f":"INDEX(Assump!$C$30:$N$30,$A20787)*INDEX(Assump!$C$56:$FN$56,($B20787-1)*Hrs_in_dy+$C20787)","v":0.80083516575099611},{"$f":"INDEX(ePrice!$F20788:$K20788,P_Off)*EPrice_Fac","v":109.98462717377156},15.55141824553718,null,15.55141824553718,13.478988304093566,1.7448509999999999,126.80408628213003,73.074428659649115,"G","G","G","|",".",".","."]
[12,5,24,{"$f":"INDEX(Assump!$C$30:$N$30,$A20788)*INDEX(Assump!$C$56:$FN$56,($B20788-1)*Hrs_in_dy+$C20788)","v":0.80083516575099611},{"$f":"INDEX(ePrice!$F20789:$K20789,P_Off)*EPrice_Fac","v":100.94941691963716},15.55141824553718,null,15.55141824553718,13.478988304093566,1.7448509999999999,117.67761127795387,73.074428659649115,"G","G","G","|",".",".","."]
[12,6,15,{"$f":"INDEX(Assump!$C$30:$N$30,$A20803)*INDEX(Assump!$C$56:$FN$56,($B20803-1)*Hrs_in_dy+$C20803)","v":0.80083516575099611},{"$f":"INDEX(ePrice!$F20804:$K20804,P_Off)*EPrice_Fac","v":79.592329334138299},15.55141824553718,null,15.55141824553718,13.478988304093566,1.7448509999999999,96.10479553502573,73.074428659649115,"G","G","G","|",".",".","."]
[12,6,21,{"$f":"INDEX(Assump!$C$30:$N$30,$A20809)*INDEX(Assump!$C$56:$FN$56,($B20809-1)*Hrs_in_dy+$C20809)","v":0.80083516575099611},{"$f":"INDEX(ePrice!$F20810:$K20810,P_Off)*EPrice_Fac","v":95.988174221308881},15.55141824553718,null,15.55141824553718,13.478988304093566,1.7448509999999999,112.66625501701623,73.074428659649115,"G","G","G","|",".",".","."]
[12,7,6,{"$f":"INDEX(Assump!$C$30:$N$30,$A20818)*INDEX(Assump!$C$56:$FN$56,($B20818-1)*Hrs_in_dy+$C20818)","v":0.80083516575099611},{"$f":"INDEX(ePrice!$F20819:$K20819,P_Off)*EPrice_Fac","v":76.561847333270251},15.55141824553718,null,15.55141824553718,13.478988304093566,1.7448509999999999,93.043702604855994,73.074428659649115,"G","G","G","|",".",".","."]
[12,7,21,{"$f":"INDEX(Assump!$C$30:$N$30,$A20833)*INDEX(Assump!$C$56:$FN$56,($B20833-1)*Hrs_in_dy+$C20833)","v":0.80083516575099611},{"$f":"INDEX(ePrice!$F20834:$K20834,P_Off)*EPrice_Fac","v":108.89740270335706},15.55141824553718,null,15.55141824553718,13.478988304093566,1.7448509999999999,125.70587974635782,73.074428659649115,"G","G","G","|",".",".","."]
[12,1,8,{"$f":"INDEX(Assump!$C$30:$N$30,$A20844)*INDEX(Assump!$C$56:$FN$56,($B20844-1)*Hrs_in_dy+$C20844)","v":0.80083516575099611},{"$f":"INDEX(ePrice!$F20845:$K20845,P_Off)*EPrice_Fac","v":98.343827240540307},15.55141824553718,null,15.55141824553718,13.478988304093566,1.7448509999999999,115.04570251118938,73.074428659649115,"G","G","G","|",".",".","."]
[12,1,13,{"$f":"INDEX(Assump!$C$30:$N$30,$A20849)*INDEX(Assump!$C$56:$FN$56,($B20849-1)*Hrs_in_dy+$C20849)","v":0.80083516575099611},{"$f":"INDEX(ePrice!$F20850:$K20850,P_Off)*EPrice_Fac","v":106.57924018310541},15.55141824553718,null,15.55141824553718,13.478988304093566,1.7448509999999999,123.36430144307333,73.074428659649115,"G","G","G","|",".",".","."]
[12,2,4,{"$f":"INDEX(Assump!$C$30:$N$30,$A20864)*INDEX(Assump!$C$56:$FN$56,($B20864-1)*Hrs_in_dy+$C20864)","v":0.80083516575099611},{"$f":"INDEX(ePrice!$F20865:$K20865,P_Off)*EPrice_Fac","v":48.493960430385251},15.55141824553718,null,15.55141824553718,13.478988304093566,1.7448509999999999,64.692301692850947,73.074428659649115,"E","G","G","|",".",".","."]
[12,2,11,{"$f":"INDEX(Assump!$C$30:$N$30,$A20871)*INDEX(Assump!$C$56:$FN$56,($B20871-1)*Hrs_in_dy+$C20871)","v":0.80083516575099611},{"$f":"INDEX(ePrice!$F20872:$K20872,P_Off)*EPrice_Fac","v":92.970189053434098},15.55141824553718,null,15.55141824553718,13.478988304093566,1.7448509999999999,109.61778515047604,73.074428659649115,"G","G","G","|",".",".","."]
[12,2,19,{"$f":"INDEX(Assump!$C$30:$N$30,$A20879)*INDEX(Assump!$C$56:$FN$56,($B20879-1)*Hrs_in_dy+$C20879)","v":0.80083516575099611},{"$f":"INDEX(ePrice!$F20880:$K20880,P_Off)*EPrice_Fac","v":118.38249894524917},15.55141824553718,null,15.55141824553718,13.478988304093566,1.7448509999999999,135.28678504119836,73.074428659649115,"G","G","G","|",".",".","."]
[12,3,10,{"$f":"INDEX(Assump!$C$30:$N$30,$A20894)*INDEX(Assump!$C$56:$FN$56,($B20894-1)*Hrs_in_dy+$C20894)","v":0.80083516575099611},{"$f":"INDEX(ePrice!$F20895:$K20895,P_Off)*EPrice_Fac","v":136.83407285981272},15.55141824553718,null,15.55141824553718,13.478988304093566,1.7448509999999999,153.92473849025242,73.074428659649115,"G","G","G","|",".",".","."]
[12,3,21,{"$f":"INDEX(Assump!$C$30:$N$30,$A20905)*INDEX(Assump!$C$56:$FN$56,($B20905-1)*Hrs_in_dy+$C20905)","v":0.80083516575099611},{"$f":"INDEX(ePrice!$F20906:$K20906,P_Off)*EPrice_Fac","v":95.469555652088161},15.55141824553718,null,15.55141824553718,13.478988304093566,1.7448509999999999,112.14239787638924,73.074428659649115,"G","G","G","|",".",".","."]
[1,2,2,{"$f":"INDEX(Assump!$C$30:$N$30,$A20910)*INDEX(Assump!$C$56:$FN$56,($B20910-1)*Hrs_in_dy+$C20910)","v":0.64047833533817744},{"$f":"INDEX(ePrice!$F20911:$K20911,P_Off)*EPrice_Fac","v":121.97533843081438},15.55141824553718,null,15.55141824553718,13.478988304093566,1.7448509999999999,138.91591583469855,73.074428659649115,"G","G","G","|",".",".","."]
[1,2,13,{"$f":"INDEX(Assump!$C$30:$N$30,$A20921)*INDEX(Assump!$C$56:$FN$56,($B20921-1)*Hrs_in_dy+$C20921)","v":0.64047833533817744},{"$f":"INDEX(ePrice!$F20922:$K20922,P_Off)*EPrice_Fac","v":93.282609878265873},15.55141824553718,null,15.55141824553718,13.478988304093566,1.7448509999999999,109.93336174121521,73.074428659649115,"G","G","G","|",".",".","."]
[1,2,18,{"$f":"INDEX(Assump!$C$30:$N$30,$A20926)*INDEX(Assump!$C$56:$FN$56,($B20926-1)*Hrs_in_dy+$C20926)","v":0.64047833533817744},{"$f":"INDEX(ePrice!$F20927:$K20927,P_Off)*EPrice_Fac","v":118.94485642994634},15.55141824553718,null,15.55141824553718,13.478988304093566,1.7448509999999999,135.85482290452882,73.074428659649115,"G","G","G","|",".",".","."]
[1,3,10,{"$f":"INDEX(Assump!$C$30:$N$30,$A20942)*INDEX(Assump!$C$56:$FN$56,($B20942-1)*Hrs_in_dy+$C20942)","v":0.64047833533817744},{"$f":"INDEX(ePrice!$F20943:$K20943,P_Off)*EPrice_Fac","v":115.52072418979029},15.55141824553718,null,15.55141824553718,13.478988304093566,1.7448509999999999,132.39610347002775,73.074428659649115,"G","G","G","|",".",".","."]
[1,3,19,{"$f":"INDEX(Assump!$C$30:$N$30,$A20951)*INDEX(Assump!$C$56:$FN$56,($B20951-1)*Hrs_in_dy+$C20951)","v":0.64047833533817744},{"$f":"INDEX(ePrice!$F20952:$K20952,P_Off)*EPrice_Fac","v":95.569530316034317},15.55141824553718,null,15.55141824553718,13.478988304093566,1.7448509999999999,112.24338238542575,73.074428659649115,"G","G","G","|",".",".","."]
[1,3,24,{"$f":"INDEX(Assump!$C$30:$N$30,$A20956)*INDEX(Assump!$C$56:$FN$56,($B20956-1)*Hrs_in_dy+$C20956)","v":0.64047833533817744},{"$f":"INDEX(ePrice!$F20957:$K20957,P_Off)*EPrice_Fac","v":82.066702266805805},15.55141824553718,null,15.55141824553718,13.478988304093566,1.7448509999999999,98.604162133679779,73.074428659649115,"G","G","G","|",".",".","."]
[1,4,11,{"$f":"INDEX(Assump!$C$30:$N$30,$A20967)*INDEX(Assump!$C$56:$FN$56,($B20967-1)*Hrs_in_dy+$C20967)","v":0.64047833533817744},{"$f":"INDEX(ePrice!$F20968:$K20968,P_Off)*EPrice_Fac","v":74.568602470843658},15.55141824553718,null,15.55141824553718,13.478988304093566,1.7448509999999999,91.030323955940233,73.074428659649115,"G","G","G","|",".",".","."]
[1,5,2,{"$f":"INDEX(Assump!$C$30:$N$30,$A20982)*INDEX(Assump!$C$56:$FN$56,($B20982-1)*Hrs_in_dy+$C20982)","v":0.64047833533817744},{"$f":"INDEX(ePrice!$F20983:$K20983,P_Off)*EPrice_Fac","v":71.819299212324182},15.55141824553718,null,15.55141824553718,13.478988304093566,1.7448509999999999,88.253249957435713,73.074428659649115,"G","G","G","|",".",".","."]
[1,5,7,{"$f":"INDEX(Assump!$C$30:$N$30,$A20987)*INDEX(Assump!$C$56:$FN$56,($B20987-1)*Hrs_in_dy+$C20987)","v":0.64047833533817744},{"$f":"INDEX(ePrice!$F20988:$K20988,P_Off)*EPrice_Fac","v":75.930757267110096},15.55141824553718,null,15.55141824553718,13.478988304093566,1.7448509999999999,92.40623789156291,73.074428659649115,"G","G","G","|",".",".","."]
[1,5,15,{"$f":"INDEX(Assump!$C$30:$N$30,$A20995)*INDEX(Assump!$C$56:$FN$56,($B20995-1)*Hrs_in_dy+$C20995)","v":0.64047833533817744},{"$f":"INDEX(ePrice!$F20996:$K20996,P_Off)*EPrice_Fac","v":71.769311880351111},15.55141824553718,null,15.55141824553718,13.478988304093566,1.7448509999999999,88.202757702917467,73.074428659649115,"G","G","G","|",".",".","."]
[12,1,8,{"$f":"INDEX(Assump!$C$30:$N$30,$A21012)*INDEX(Assump!$C$56:$FN$56,($B21012-1)*Hrs_in_dy+$C21012)","v":0.80083516575099611},{"$f":"INDEX(ePrice!$F21013:$K21013,P_Off)*EPrice_Fac","v":76.498341105777385},15.55141824553718,null,15.55141824553718,13.478988304093566,1.7448509999999999,92.979554900317737,73.074428659649115,"G","G","G","|",".",".","."]
[12,1,13,{"$f":"INDEX(Assump!$C$30:$N$30,$A21017)*INDEX(Assump!$C$56:$FN$56,($B21017-1)*Hrs_in_dy+$C21017)","v":0.80083516575099611},{"$f":"INDEX(ePrice!$F21018:$K21018,P_Off)*EPrice_Fac","v":81.814582445478635},15.55141824553718,null,15.55141824553718,13.478988304093566,1.7448509999999999,98.349495647490727,73.074428659649115,"G","G","G","|",".",".","."]
[12,1,24,{"$f":"INDEX(Assump!$C$30:$N$30,$A21028)*INDEX(Assump!$C$56:$FN$56,($B21028-1)*Hrs_in_dy+$C21028)","v":0.80083516575099611},{"$f":"INDEX(ePrice!$F21029:$K21029,P_Off)*EPrice_Fac","v":76.73551835814709},15.55141824553718,null,15.55141824553718,13.478988304093566,1.7448509999999999,93.219127882509369,73.074428659649115,"G","G","G","|",".",".","."]
[12,2,15,{"$f":"INDEX(Assump!$C$30:$N$30,$A21043)*INDEX(Assump!$C$56:$FN$56,($B21043-1)*Hrs_in_dy+$C21043)","v":0.80083516575099611},{"$f":"INDEX(ePrice!$F21044:$K21044,P_Off)*EPrice_Fac","v":94.807268026511295},15.55141824553718,null,15.55141824553718,13.478988304093566,1.7448509999999999,111.47342047681664,73.074428659649115,"G","G","G","|",".",".","."]
[12,2,16,{"$f":"INDEX(Assump!$C$30:$N$30,$A21044)*INDEX(Assump!$C$56:$FN$56,($B21044-1)*Hrs_in_dy+$C21044)","v":0.80083516575099611},{"$f":"INDEX(ePrice!$F21045:$K21045,P_Off)*EPrice_Fac","v":99.492964963571183},15.55141824553718,null,15.55141824553718,13.478988304093566,1.7448509999999999,116.20644768596804,73.074428659649115,"G","G","G","|",".",".","."]
[12,3,10,{"$f":"INDEX(Assump!$C$30:$N$30,$A21062)*INDEX(Assump!$C$56:$FN$56,($B21062-1)*Hrs_in_dy+$C21062)","v":0.80083516575099611},{"$f":"INDEX(ePrice!$F21063:$K21063,P_Off)*EPrice_Fac","v":105.64221909208308},15.55141824553718,null,{"$f":"SUM($F21062:$G21062)","v":15.55141824553718},13.478988304093566,1.7448509999999999,{"$f":"SUM(E21062,H21062)/COP_Elec","v":122.41781549254571},{"$f":"SUM(I21062:J21062)*GJ_MWh/COP_Other","v":73.074428659649115},"G","G","G","|",".",".","."]
[12,3,11,{"$f":"INDEX(Assump!$C$30:$N$30,$A21063)*INDEX(Assump!$C$56:$FN$56,($B21063-1)*Hrs_in_dy+$C21063)","v":0.80083516575099611},{"$f":"INDEX(ePrice!$F21064:$K21064,P_Off)*EPrice_Fac","v":106.52151036916096},15.55141824553718,null,15.55141824553718,13.478988304093566,1.7448509999999999,123.30598849969509,73.074428659649115,"G","G","G","|",".",".","."]
[12,3,22,{"$f":"INDEX(Assump!$C$30:$N$30,$A21074)*INDEX(Assump!$C$56:$FN$56,($B21074-1)*Hrs_in_dy+$C21074)","v":0.80083516575099611},{"$f":"INDEX(ePrice!$F21075:$K21075,P_Off)*EPrice_Fac","v":104.60673791710317},15.55141824553718,null,15.55141824553718,13.478988304093566,1.7448509999999999,121.37187491175793,73.074428659649115,"G","G","G","|",".",".","."]
[12,4,13,{"$f":"INDEX(Assump!$C$30:$N$30,$A21089)*INDEX(Assump!$C$56:$FN$56,($B21089-1)*Hrs_in_dy+$C21089)","v":0.80083516575099611},{"$f":"INDEX(ePrice!$F21090:$K21090,P_Off)*EPrice_Fac","v":106.85124459806519},15.55141824553718,null,15.55141824553718,13.478988304093566,1.7448509999999999,123.63905337737613,73.074428659649115,"G","G","G","|",".",".","."]
[12,4,24,{"$f":"INDEX(Assump!$C$30:$N$30,$A21100)*INDEX(Assump!$C$56:$FN$56,($B21100-1)*Hrs_in_dy+$C21100)","v":0.80083516575099611},{"$f":"INDEX(ePrice!$F21101:$K21101,P_Off)*EPrice_Fac","v":123.74867762664776},15.55141824553718,null,15.55141824553718,13.478988304093566,1.7448509999999999,140.70716754766158,73.074428659649115,"G","G","G","|",".",".","."]
[12,5,5,{"$f":"INDEX(Assump!$C$30:$N$30,$A21105)*INDEX(Assump!$C$56:$FN$56,($B21105-1)*Hrs_in_dy+$C21105)","v":0.80083516575099611},{"$f":"INDEX(ePrice!$F21106:$K21106,P_Off)*EPrice_Fac","v":80.304746765759347},15.55141824553718,null,15.55141824553718,13.478988304093566,1.7448509999999999,96.82440910231972,73.074428659649115,"G","G","G","|",".",".","."]
[12,5,20,{"$f":"INDEX(Assump!$C$30:$N$30,$A21120)*INDEX(Assump!$C$56:$FN$56,($B21120-1)*Hrs_in_dy+$C21120)","v":0.80083516575099611},{"$f":"INDEX(ePrice!$F21121:$K21121,P_Off)*EPrice_Fac","v":111.20142249518744},15.55141824553718,null,15.55141824553718,13.478988304093566,1.7448509999999999,128.03317246537841,73.074428659649115,"G","G","G","|",".",".","."]
[12,6,4,{"$f":"INDEX(Assump!$C$30:$N$30,$A21128)*INDEX(Assump!$C$56:$FN$56,($B21128-1)*Hrs_in_dy+$C21128)","v":0.80083516575099611},{"$f":"INDEX(ePrice!$F21129:$K21129,P_Off)*EPrice_Fac","v":3.4708866200443458E-2},15.55141824553718,null,15.55141824553718,13.478988304093566,1.7448509999999999,15.743562739128912,73.074428659649115,"E","G","G","|",".",".","."]
[12,6,11,{"$f":"INDEX(Assump!$C$30:$N$30,$A21135)*INDEX(Assump!$C$56:$FN$56,($B21135-1)*Hrs_in_dy+$C21135)","v":0.80083516575099611},{"$f":"INDEX(ePrice!$F21136:$K21136,P_Off)*EPrice_Fac","v":94.760989538244047},15.55141824553718,null,15.55141824553718,13.478988304093566,1.7448509999999999,111.42667452907195,73.074428659649115,"G","G","G","|",".",".","."]
[12,7,2,{"$f":"INDEX(Assump!$C$30:$N$30,$A21150)*INDEX(Assump!$C$56:$FN$56,($B21150-1)*Hrs_in_dy+$C21150)","v":0.80083516575099611},{"$f":"INDEX(ePrice!$F21151:$K21151,P_Off)*EPrice_Fac","v":59.074490273154773},15.55141824553718,null,15.55141824553718,13.478988304093566,1.7448509999999999,75.379705574436315,73.074428659649115,"G","G","G","|",".",".","."]
[12,7,13,{"$f":"INDEX(Assump!$C$30:$N$30,$A21161)*INDEX(Assump!$C$56:$FN$56,($B21161-1)*Hrs_in_dy+$C21161)","v":0.80083516575099611},{"$f":"INDEX(ePrice!$F21162:$K21162,P_Off)*EPrice_Fac","v":72.15973283072195},15.55141824553718,null,15.55141824553718,13.478988304093566,1.7448509999999999,88.597122299251652,73.074428659649115,"G","G","G","|",".",".","."]
[12,7,18,{"$f":"INDEX(Assump!$C$30:$N$30,$A21166)*INDEX(Assump!$C$56:$FN$56,($B21166-1)*Hrs_in_dy+$C21166)","v":0.80083516575099611},{"$f":"INDEX(ePrice!$F21167:$K21167,P_Off)*EPrice_Fac","v":100.39539548478272},15.55141824553718,null,15.55141824553718,13.478988304093566,1.7448509999999999,117.1179936669898,73.074428659649115,"G","G","G","|",".",".","."]
[12,1,5,{"$f":"INDEX(Assump!$C$30:$N$30,$A21177)*INDEX(Assump!$C$56:$FN$56,($B21177-1)*Hrs_in_dy+$C21177)","v":0.80083516575099611},{"$f":"INDEX(ePrice!$F21178:$K21178,P_Off)*EPrice_Fac","v":32.414030419266581},15.55141824553718,null,15.55141824553718,13.478988304093566,1.7448509999999999,48.449948146266422,73.074428659649115,"E","G","G","|",".",".","."]
[12,1,14,{"$f":"INDEX(Assump!$C$30:$N$30,$A21186)*INDEX(Assump!$C$56:$FN$56,($B21186-1)*Hrs_in_dy+$C21186)","v":0.80083516575099611},{"$f":"INDEX(ePrice!$F21187:$K21187,P_Off)*EPrice_Fac","v":98.803288143370438},15.55141824553718,null,15.55141824553718,13.478988304093566,1.7448509999999999,115.50980443324002,73.074428659649115,"G","G","G","|",".",".","."]
[12,1,24,{"$f":"INDEX(Assump!$C$30:$N$30,$A21196)*INDEX(Assump!$C$56:$FN$56,($B21196-1)*Hrs_in_dy+$C21196)","v":0.80083516575099611},{"$f":"INDEX(ePrice!$F21197:$K21197,P_Off)*EPrice_Fac","v":87.61897602870836},15.55141824553718,null,15.55141824553718,13.478988304093566,1.7448509999999999,104.21251946893489,73.074428659649115,"G","G","G","|",".",".","."]
[12,2,11,{"$f":"INDEX(Assump!$C$30:$N$30,$A21207)*INDEX(Assump!$C$56:$FN$56,($B21207-1)*Hrs_in_dy+$C21207)","v":0.80083516575099611},{"$f":"INDEX(ePrice!$F21208:$K21208,P_Off)*EPrice_Fac","v":109.41174894778099},15.55141824553718,null,15.55141824553718,13.478988304093566,1.7448509999999999,126.22542140739209,73.074428659649115,"G","G","G","|",".",".","."]
[12,2,16,{"$f":"INDEX(Assump!$C$30:$N$30,$A21212)*INDEX(Assump!$C$56:$FN$56,($B21212-1)*Hrs_in_dy+$C21212)","v":0.80083516575099611},{"$f":"INDEX(ePrice!$F21213:$K21213,P_Off)*EPrice_Fac","v":97.54281360870884},15.55141824553718,null,15.55141824553718,13.478988304093566,1.7448509999999999,114.23659783257173,73.074428659649115,"G","G","G","|",".",".","."]
[12,3,7,{"$f":"INDEX(Assump!$C$30:$N$30,$A21227)*INDEX(Assump!$C$56:$FN$56,($B21227-1)*Hrs_in_dy+$C21227)","v":0.80083516575099611},{"$f":"INDEX(ePrice!$F21228:$K21228,P_Off)*EPrice_Fac","v":77.1192871384564},15.55141824553718,null,15.55141824553718,13.478988304093566,1.7448509999999999,93.606773115145032,73.074428659649115,"G","G","G","|",".",".","."]
[12,3,18,{"$f":"INDEX(Assump!$C$30:$N$30,$A21238)*INDEX(Assump!$C$56:$FN$56,($B21238-1)*Hrs_in_dy+$C21238)","v":0.80083516575099611},{"$f":"INDEX(ePrice!$F21239:$K21239,P_Off)*EPrice_Fac","v":105.02888064197806},15.55141824553718,null,15.55141824553718,13.478988304093566,1.7448509999999999,121.79828170456085,73.074428659649115,"G","G","G","|",".",".","."]
[12,3,24,{"$f":"INDEX(Assump!$C$30:$N$30,$A21244)*INDEX(Assump!$C$56:$FN$56,($B21244-1)*Hrs_in_dy+$C21244)","v":0.80083516575099611},{"$f":"INDEX(ePrice!$F21245:$K21245,P_Off)*EPrice_Fac","v":76.837759831222343},15.55141824553718,null,15.55141824553718,13.478988304093566,1.7448509999999999,93.322402097736884,73.074428659649115,"G","G","G","|",".",".","."]
[12,4,9,{"$f":"INDEX(Assump!$C$30:$N$30,$A21253)*INDEX(Assump!$C$56:$FN$56,($B21253-1)*Hrs_in_dy+$C21253)","v":0.80083516575099611},{"$f":"INDEX(ePrice!$F21254:$K21254,P_Off)*EPrice_Fac","v":152.43424017145816},{"$f":"Nwk_Elec_Var","v":15.55141824553718},null,15.55141824553718,{"$f":"IF(Other_fuel=\"Gas\",\nCHOOSE(Gas_price_option,Other_fuel_price_wholesale_flex,Gas_elec_m*$E21253+Gas_elec_c),\nOther_fuel_price_wholesale_flex)","v":13.478988304093566},{"$f":"IF(Other_fuel=\"Gas\",Nwk_Gas_Var,0)","v":1.7448509999999999},169.68248324949025,73.074428659649115,{"$f":"IF(K21253<L21253,ID_E,ID_O)","v":"G"},{"$f":"IF($C21253=1,IF(SUM($D21253:$D21276)=0,\".\",IF(SUMPRODUCT($K21253:$K21276,$D21253:$D21276)<SUMPRODUCT($L21253:$L21276,$D21253:$D21276),ID_E,ID_O)),N21252)","v":"G"},{"$f":"IF(SUM($B21253:$C21253)=2,IF(SUMPRODUCT($K21253:$K21420,$D21253:$D21420)<SUMPRODUCT($L21253:$L21420,$D21253:$D21420),ID_E,ID_O),O21252)","v":"G"},"|",{"$f":"IF($C21253=1,SUMIFS($D21253:$D21276,M21253:M21276,ID_O),\".\")","v":"."},{"$f":"IF($C21253=1,SUMIFS($D21253:$D21276,N21253:N21276,ID_O),\".\")","v":"."},{"$f":"IF($C21253=1,SUMIFS($D21253:$D21276,O21253:O21276,ID_O),\".\")","v":"."}]
[12,4,24,{"$f":"INDEX(Assump!$C$30:$N$30,$A21268)*INDEX(Assump!$C$56:$FN$56,($B21268-1)*Hrs_in_dy+$C21268)","v":0.80083516575099611},{"$f":"INDEX(ePrice!$F21269:$K21269,P_Off)*EPrice_Fac","v":74.591939721241573},15.55141824553718,null,15.55141824553718,13.478988304093566,1.7448509999999999,91.053896936140148,73.074428659649115,"G","G","G","|",".",".","."]
[12,5,5,{"$f":"INDEX(Assump!$C$30:$N$30,$A21273)*INDEX(Assump!$C$56:$FN$56,($B21273-1)*Hrs_in_dy+$C21273)","v":0.80083516575099611},{"$f":"INDEX(ePrice!$F21274:$K21274,P_Off)*EPrice_Fac","v":62.095966288784474},15.55141824553718,null,15.55141824553718,13.478988304093566,1.7448509999999999,78.431701549819863,73.074428659649115,"G","G","G","|",".",".","."]
[12,5,16,{"$f":"INDEX(Assump!$C$30:$N$30,$A21284)*INDEX(Assump!$C$56:$FN$56,($B21284-1)*Hrs_in_dy+$C21284)","v":0.80083516575099611},{"$f":"INDEX(ePrice!$F21285:$K21285,P_Off)*EPrice_Fac","v":93.582236263757011},15.55141824553718,null,15.55141824553718,13.478988304093566,1.7448509999999999,110.23601465585271,73.074428659649115,"G","G","G","|",".",".","."]
[12,6,7,{"$f":"INDEX(Assump!$C$30:$N$30,$A21299)*INDEX(Assump!$C$56:$FN$56,($B21299-1)*Hrs_in_dy+$C21299)","v":0.80083516575099611},{"$f":"INDEX(ePrice!$F21300:$K21300,P_Off)*EPrice_Fac","v":67.259433037372744},15.55141824553718,null,15.55141824553718,13.478988304093566,1.7448509999999999,83.647324528191845,73.074428659649115,"G","G","G","|",".",".","."]
[12,6,8,{"$f":"INDEX(Assump!$C$30:$N$30,$A21300)*INDEX(Assump!$C$56:$FN$56,($B21300-1)*Hrs_in_dy+$C21300)","v":0.80083516575099611},{"$f":"INDEX(ePrice!$F21301:$K21301,P_Off)*EPrice_Fac","v":71.776666648901013},15.55141824553718,null,15.55141824553718,13.478988304093566,1.7448509999999999,88.210186762058783,73.074428659649115,"G","G","G","|",".",".","."]
[12,6,18,{"$f":"INDEX(Assump!$C$30:$N$30,$A21310)*INDEX(Assump!$C$56:$FN$56,($B21310-1)*Hrs_in_dy+$C21310)","v":0.80083516575099611},{"$f":"INDEX(ePrice!$F21311:$K21311,P_Off)*EPrice_Fac","v":70.509793766347755},15.55141824553718,null,15.55141824553718,13.478988304093566,1.7448509999999999,86.930517183722159,73.074428659649115,"G","G","G","|",".",".","."]
[12,7,3,{"$f":"INDEX(Assump!$C$30:$N$30,$A21319)*INDEX(Assump!$C$56:$FN$56,($B21319-1)*Hrs_in_dy+$C21319)","v":0.80083516575099611},{"$f":"INDEX(ePrice!$F21320:$K21320,P_Off)*EPrice_Fac","v":11.20990550622879},15.55141824553718,null,15.55141824553718,13.478988304093566,1.7448509999999999,27.031640153298962,73.074428659649115,"E","E","G","|",".",".","."]
[12,7,14,{"$f":"INDEX(Assump!$C$30:$N$30,$A21330)*INDEX(Assump!$C$56:$FN$56,($B21330-1)*Hrs_in_dy+$C21330)","v":0.80083516575099611},{"$f":"INDEX(ePrice!$F21331:$K21331,P_Off)*EPrice_Fac","v":7.9275530377953602},15.55141824553718,null,15.55141824553718,13.478988304093566,1.7448509999999999,23.716132609426808,73.074428659649115,"E","E","G","|",".",".","."]
[12,1,5,{"$f":"INDEX(Assump!$C$30:$N$30,$A21345)*INDEX(Assump!$C$56:$FN$56,($B21345-1)*Hrs_in_dy+$C21345)","v":0.80083516575099611},{"$f":"INDEX(ePrice!$F21346:$K21346,P_Off)*EPrice_Fac","v":42.64481050434059},15.55141824553718,null,15.55141824553718,13.478988304093566,1.7448509999999999,58.784069444320977,73.074428659649115,"E","G","G","|",".",".","."]
[12,1,10,{"$f":"INDEX(Assump!$C$30:$N$30,$A21350)*INDEX(Assump!$C$56:$FN$56,($B21350-1)*Hrs_in_dy+$C21350)","v":0.80083516575099611},{"$f":"INDEX(ePrice!$F21351:$K21351,P_Off)*EPrice_Fac","v":65.992672022791353},15.55141824553718,null,15.55141824553718,13.478988304093566,1.7448509999999999,82.367767947806598,73.074428659649115,"G","G","G","|",".",".","."]
[12,1,21,{"$f":"INDEX(Assump!$C$30:$N$30,$A21361)*INDEX(Assump!$C$56:$FN$56,($B21361-1)*Hrs_in_dy+$C21361)","v":0.80083516575099611},{"$f":"INDEX(ePrice!$F21362:$K21362,P_Off)*EPrice_Fac","v":81.328269467486393},15.55141824553718,null,15.55141824553718,13.478988304093566,1.7448509999999999,97.858270417195527,73.074428659649115,"G","G","G","|",".",".","."]
[12,2,13,{"$f":"INDEX(Assump!$C$30:$N$30,$A21377)*INDEX(Assump!$C$56:$FN$56,($B21377-1)*Hrs_in_dy+$C21377)","v":0.80083516575099611},{"$f":"INDEX(ePrice!$F21378:$K21378,P_Off)*EPrice_Fac","v":81.693402739979106},15.55141824553718,null,15.55141824553718,13.478988304093566,1.7448509999999999,98.227091904561902,73.074428659649115,"G","G","G","|",".",".","."]
[12,2,22,{"$f":"INDEX(Assump!$C$30:$N$30,$A21386)*INDEX(Assump!$C$56:$FN$56,($B21386-1)*Hrs_in_dy+$C21386)","v":0.80083516575099611},{"$f":"INDEX(ePrice!$F21387:$K21387,P_Off)*EPrice_Fac","v":85.289621008681181},15.55141824553718,null,15.55141824553718,13.478988304093566,1.7448509999999999,101.85963561032158,73.074428659649115,"G","G","G","|",".",".","."]
[12,3,3,{"$f":"INDEX(Assump!$C$30:$N$30,$A21391)*INDEX(Assump!$C$56:$FN$56,($B21391-1)*Hrs_in_dy+$C21391)","v":0.80083516575099611},{"$f":"INDEX(ePrice!$F21392:$K21392,P_Off)*EPrice_Fac","v":70.456942977042203},15.55141824553718,null,15.55141824553718,13.478988304093566,1.7448509999999999,86.877132548059976,73.074428659649115,"G","G","G","|",".",".","."]
[12,3,18,{"$f":"INDEX(Assump!$C$30:$N$30,$A21406)*INDEX(Assump!$C$56:$FN$56,($B21406-1)*Hrs_in_dy+$C21406)","v":0.80083516575099611},{"$f":"INDEX(ePrice!$F21407:$K21407,P_Off)*EPrice_Fac","v":74.776538483701572},15.55141824553718,null,15.55141824553718,13.478988304093566,1.7448509999999999,91.240360332564393,73.074428659649115,"G","G","G","|",".",".","."]
[12,4,5,{"$f":"INDEX(Assump!$C$30:$N$30,$A21417)*INDEX(Assump!$C$56:$FN$56,($B21417-1)*Hrs_in_dy+$C21417)","v":0.80083516575099611},{"$f":"INDEX(ePrice!$F21418:$K21418,P_Off)*EPrice_Fac","v":63.918990607313731},15.55141824553718,null,15.55141824553718,13.478988304093566,1.7448509999999999,80.273140255404954,73.074428659649115,"G","G","G","|",".",".","."]
[12,4,10,{"$f":"INDEX(Assump!$C$30:$N$30,$A21422)*INDEX(Assump!$C$56:$FN$56,($B21422-1)*Hrs_in_dy+$C21422)","v":0.80083516575099611},{"$f":"INDEX(ePrice!$F21423:$K21423,P_Off)*EPrice_Fac","v":82.547676811471547},15.55141824553718,null,15.55141824553718,13.478988304093566,1.7448509999999999,99.089995007079523,73.074428659649115,"G","G","G","|",".",".","."]
[12,4,18,{"$f":"INDEX(Assump!$C$30:$N$30,$A21430)*INDEX(Assump!$C$56:$FN$56,($B21430-1)*Hrs_in_dy+$C21430)","v":0.80083516575099611},{"$f":"INDEX(ePrice!$F21431:$K21431,P_Off)*EPrice_Fac","v":71.96570121621032},15.55141824553718,null,15.55141824553718,13.478988304093566,1.7448509999999999,88.40113076944192,73.074428659649115,"G","G","G","|",".",".","."]
[12,5,1,{"$f":"INDEX(Assump!$C$30:$N$30,$A21437)*INDEX(Assump!$C$56:$FN$56,($B21437-1)*Hrs_in_dy+$C21437)","v":0.80083516575099611},{"$f":"INDEX(ePrice!$F21438:$K21438,P_Off)*EPrice_Fac","v":68.610608693494015},15.55141824553718,null,15.55141824553718,13.478988304093566,1.7448509999999999,85.012148423263838,73.074428659649115,"G","G","G","|",16.817538480770917,19.220043978023906,19.220043978023906]
[12,5,16,{"$f":"INDEX(Assump!$C$30:$N$30,$A21452)*INDEX(Assump!$C$56:$FN$56,($B21452-1)*Hrs_in_dy+$C21452)","v":0.80083516575099611},{"$f":"INDEX(ePrice!$F21453:$K21453,P_Off)*EPrice_Fac","v":77.7527191198688},15.55141824553718,null,15.55141824553718,13.478988304093566,1.7448509999999999,94.246603399399973,73.074428659649115,"G","G","G","|",".",".","."]
[12,6,3,{"$f":"INDEX(Assump!$C$30:$N$30,$A21463)*INDEX(Assump!$C$56:$FN$56,($B21463-1)*Hrs_in_dy+$C21463)","v":0.80083516575099611},{"$f":"INDEX(ePrice!$F21464:$K21464,P_Off)*EPrice_Fac","v":30.237168546615646},15.55141824553718,null,15.55141824553718,13.478988304093566,1.7448509999999999,46.251097769851341,73.074428659649115,"E","G","G","|",".",".","."]
[12,6,8,{"$f":"INDEX(Assump!$C$30:$N$30,$A21468)*INDEX(Assump!$C$56:$FN$56,($B21468-1)*Hrs_in_dy+$C21468)","v":0.80083516575099611},{"$f":"INDEX(ePrice!$F21469:$K21469,P_Off)*EPrice_Fac","v":66.736717181833157},15.55141824553718,null,15.55141824553718,13.478988304093566,1.7448509999999999,83.11932871451549,73.074428659649115,"G","G","G","|",".",".","."]
[12,6,23,{"$f":"INDEX(Assump!$C$30:$N$30,$A21483)*INDEX(Assump!$C$56:$FN$56,($B21483-1)*Hrs_in_dy+$C21483)","v":0.80083516575099611},{"$f":"INDEX(ePrice!$F21484:$K21484,P_Off)*EPrice_Fac","v":65.379523697284682},15.55141824553718,null,15.55141824553718,13.478988304093566,1.7448509999999999,81.748426204870569,73.074428659649115,"G","G","G","|",".",".","."]
[12,7,10,{"$f":"INDEX(Assump!$C$30:$N$30,$A21494)*INDEX(Assump!$C$56:$FN$56,($B21494-1)*Hrs_in_dy+$C21494)","v":0.80083516575099611},{"$f":"INDEX(ePrice!$F21495:$K21495,P_Off)*EPrice_Fac","v":59.99897490828792},15.55141824553718,null,15.55141824553718,13.478988304093566,1.7448509999999999,76.313528438207172,73.074428659649115,"G","G","G","|",".",".","."]
[12,7,17,{"$f":"INDEX(Assump!$C$30:$N$30,$A21501)*INDEX(Assump!$C$56:$FN$56,($B21501-1)*Hrs_in_dy+$C21501)","v":0.80083516575099611},{"$f":"INDEX(ePrice!$F21502:$K21502,P_Off)*EPrice_Fac","v":70.222706538084594},15.55141824553718,null,15.55141824553718,13.478988304093566,1.7448509999999999,86.640530084466434,73.074428659649115,"G","G","G","|",".",".","."]
[12,1,1,{"$f":"INDEX(Assump!$C$30:$N$30,$A21509)*INDEX(Assump!$C$56:$FN$56,($B21509-1)*Hrs_in_dy+$C21509)","v":0.80083516575099611},{"$f":"INDEX(ePrice!$F21510:$K21510,P_Off)*EPrice_Fac","v":58.026064276205709},{"$f":"Nwk_Elec_Var","v":15.55141824553718},null,15.55141824553718,{"$f":"IF(Other_fuel=\"Gas\",\nCHOOSE(Gas_price_option,Other_fuel_price_wholesale_flex,Gas_elec_m*$E21509+Gas_elec_c),\nOther_fuel_price_wholesale_flex)","v":13.478988304093566},{"$f":"IF(Other_fuel=\"Gas\",Nwk_Gas_Var,0)","v":1.7448509999999999},74.32068941590191,73.074428659649115,{"$f":"IF(K21509<L21509,ID_E,ID_O)","v":"G"},{"$f":"IF($C21509=1,IF(SUM($D21509:$D21532)=0,\".\",IF(SUMPRODUCT($K21509:$K21532,$D21509:$D21532)<SUMPRODUCT($L21509:$L21532,$D21509:$D21532),ID_E,ID_O)),N21508)","v":"G"},{"$f":"IF(SUM($B21509:$C21509)=2,IF(SUMPRODUCT($K21509:$K21676,$D21509:$D21676)<SUMPRODUCT($L21509:$L21676,$D21509:$D21676),ID_E,ID_O),O21508)","v":"G"},"|",{"$f":"IF($C21509=1,SUMIFS($D21509:$D21532,M21509:M21532,ID_O),\".\")","v":15.215868149268927},{"$f":"IF($C21509=1,SUMIFS($D21509:$D21532,N21509:N21532,ID_O),\".\")","v":19.220043978023906},{"$f":"IF($C21509=1,SUMIFS($D21509:$D21532,O21509:O21532,ID_O),\".\")","v":19.220043978023906}]
[12,1,16,{"$f":"INDEX(Assump!$C$30:$N$30,$A21524)*INDEX(Assump!$C$56:$FN$56,($B21524-1)*Hrs_in_dy+$C21524)","v":0.80083516575099611},{"$f":"INDEX(ePrice!$F21525:$K21525,P_Off)*EPrice_Fac","v":99.381921958255646},15.55141824553718,null,15.55141824553718,13.478988304093566,1.7448509999999999,116.09428303413416,73.074428659649115,"G","G","G","|",".",".","."]
[12,1,21,{"$f":"INDEX(Assump!$C$30:$N$30,$A21529)*INDEX(Assump!$C$56:$FN$56,($B21529-1)*Hrs_in_dy+$C21529)","v":0.80083516575099611},{"$f":"INDEX(ePrice!$F21530:$K21530,P_Off)*EPrice_Fac","v":61.510345232606433},15.55141824553718,null,15.55141824553718,13.478988304093566,1.7448509999999999,77.840165129437992,73.074428659649115,"G","G","G","|",".",".","."]
[12,2,8,{"$f":"INDEX(Assump!$C$30:$N$30,$A21540)*INDEX(Assump!$C$56:$FN$56,($B21540-1)*Hrs_in_dy+$C21540)","v":0.80083516575099611},{"$f":"INDEX(ePrice!$F21541:$K21541,P_Off)*EPrice_Fac","v":74.456526767856857},15.55141824553718,null,15.55141824553718,13.478988304093566,1.7448509999999999,90.917116175145495,73.074428659649115,"G","G","G","|",".",".","."]
[12,2,23,{"$f":"INDEX(Assump!$C$30:$N$30,$A21555)*INDEX(Assump!$C$56:$FN$56,($B21555-1)*Hrs_in_dy+$C21555)","v":0.80083516575099611},{"$f":"INDEX(ePrice!$F21556:$K21556,P_Off)*EPrice_Fac","v":51.776734670918167},15.55141824553718,null,15.55141824553718,13.478988304093566,1.7448509999999999,68.008235269146823,73.074428659649115,"E","G","G","|",".",".","."]
[12,3,3,{"$f":"INDEX(Assump!$C$30:$N$30,$A21559)*INDEX(Assump!$C$56:$FN$56,($B21559-1)*Hrs_in_dy+$C21559)","v":0.80083516575099611},{"$f":"INDEX(ePrice!$F21560:$K21560,P_Off)*EPrice_Fac","v":51.91258966233746},15.55141824553718,null,15.55141824553718,13.478988304093566,1.7448509999999999,68.145462533206711,73.074428659649115,"E","E","G","|",".",".","."]
[12,3,14,{"$f":"INDEX(Assump!$C$30:$N$30,$A21570)*INDEX(Assump!$C$56:$FN$56,($B21570-1)*Hrs_in_dy+$C21570)","v":0.80083516575099611},{"$f":"INDEX(ePrice!$F21571:$K21571,P_Off)*EPrice_Fac","v":59.112904207560064},15.55141824553718,null,15.55141824553718,13.478988304093566,1.7448509999999999,75.418507528381056,73.074428659649115,"G","E","G","|",".",".","."]
[12,3,19,{"$f":"INDEX(Assump!$C$30:$N$30,$A21575)*INDEX(Assump!$C$56:$FN$56,($B21575-1)*Hrs_in_dy+$C21575)","v":0.80083516575099611},{"$f":"INDEX(ePrice!$F21576:$K21576,P_Off)*EPrice_Fac","v":51.720794380333743},15.55141824553718,null,15.55141824553718,13.478988304093566,1.7448509999999999,67.951729925122137,73.074428659649115,"E","E","G","|",".",".","."]
[12,4,6,{"$f":"INDEX(Assump!$C$30:$N$30,$A21586)*INDEX(Assump!$C$56:$FN$56,($B21586-1)*Hrs_in_dy+$C21586)","v":0.80083516575099611},{"$f":"INDEX(ePrice!$F21587:$K21587,P_Off)*EPrice_Fac","v":46.957878210574961},15.55141824553718,null,15.55141824553718,13.478988304093566,1.7448509999999999,63.140703491022364,73.074428659649115,"E","E","G","|",".",".","."]
[12,4,21,{"$f":"INDEX(Assump!$C$30:$N$30,$A21601)*INDEX(Assump!$C$56:$FN$56,($B21601-1)*Hrs_in_dy+$C21601)","v":0.80083516575099611},{"$f":"INDEX(ePrice!$F21602:$K21602,P_Off)*EPrice_Fac","v":54.477851559137079},15.55141824553718,null,15.55141824553718,13.478988304093566,1.7448509999999999,70.736636166337632,73.074428659649115,"E","E","G","|",".",".","."]
[12,5,2,{"$f":"INDEX(Assump!$C$30:$N$30,$A21606)*INDEX(Assump!$C$56:$FN$56,($B21606-1)*Hrs_in_dy+$C21606)","v":0.80083516575099611},{"$f":"INDEX(ePrice!$F21607:$K21607,P_Off)*EPrice_Fac","v":48.676044278524849},15.55141824553718,null,15.55141824553718,13.478988304093566,1.7448509999999999,64.876224771779832,73.074428659649115,"E","G","G","|",".",".","."]
[12,5,17,{"$f":"INDEX(Assump!$C$30:$N$30,$A21621)*INDEX(Assump!$C$56:$FN$56,($B21621-1)*Hrs_in_dy+$C21621)","v":0.80083516575099611},{"$f":"INDEX(ePrice!$F21622:$K21622,P_Off)*EPrice_Fac","v":73.113959793830887},15.55141824553718,null,15.55141824553718,13.478988304093566,1.7448509999999999,89.560987918553607,73.074428659649115,"G","G","G","|",".",".","."]
[12,6,3,{"$f":"INDEX(Assump!$C$30:$N$30,$A21631)*INDEX(Assump!$C$56:$FN$56,($B21631-1)*Hrs_in_dy+$C21631)","v":0.80083516575099611},{"$f":"INDEX(ePrice!$F21632:$K21632,P_Off)*EPrice_Fac","v":44.991976570036925},15.55141824553718,null,15.55141824553718,13.478988304093566,1.7448509999999999,61.154944258155659,73.074428659649115,"E","E","G","|",".",".","."]
[12,6,14,{"$f":"INDEX(Assump!$C$30:$N$30,$A21642)*INDEX(Assump!$C$56:$FN$56,($B21642-1)*Hrs_in_dy+$C21642)","v":0.80083516575099611},{"$f":"INDEX(ePrice!$F21643:$K21643,P_Off)*EPrice_Fac","v":62.309492240955223},15.55141824553718,null,15.55141824553718,13.478988304093566,1.7448509999999999,78.647384329790299,73.074428659649115,"G","E","G","|",".",".","."]
[12,6,19,{"$f":"INDEX(Assump!$C$30:$N$30,$A21647)*INDEX(Assump!$C$56:$FN$56,($B21647-1)*Hrs_in_dy+$C21647)","v":0.80083516575099611},{"$f":"INDEX(ePrice!$F21648:$K21648,P_Off)*EPrice_Fac","v":55.213066806817963},15.55141824553718,null,15.55141824553718,13.478988304093566,1.7448509999999999,71.479277830661758,73.074428659649115,"E","E","G","|",".",".","."]
[12,7,10,{"$f":"INDEX(Assump!$C$30:$N$30,$A21662)*INDEX(Assump!$C$56:$FN$56,($B21662-1)*Hrs_in_dy+$C21662)","v":0.80083516575099611},{"$f":"INDEX(ePrice!$F21663:$K21663,P_Off)*EPrice_Fac","v":70.029252341604547},15.55141824553718,null,15.55141824553718,13.478988304093566,1.7448509999999999,86.445121805193665,73.074428659649115,"G","G","G","|",".",".","."]
[12,7,21,{"$f":"INDEX(Assump!$C$30:$N$30,$A21673)*INDEX(Assump!$C$56:$FN$56,($B21673-1)*Hrs_in_dy+$C21673)","v":0.80083516575099611},{"$f":"INDEX(ePrice!$F21674:$K21674,P_Off)*EPrice_Fac","v":68.566813316326275},15.55141824553718,null,15.55141824553718,13.478988304093566,1.7448509999999999,84.967910668548939,73.074428659649115,"G","G","G","|",".",".","."]
[12,1,2,{"$f":"INDEX(Assump!$C$30:$N$30,$A21678)*INDEX(Assump!$C$56:$FN$56,($B21678-1)*Hrs_in_dy+$C21678)","v":0.80083516575099611},{"$f":"INDEX(ePrice!$F21679:$K21679,P_Off)*EPrice_Fac","v":5.2994404991755086},15.55141824553718,null,15.55141824553718,13.478988304093566,1.7448509999999999,21.061473479507768,73.074428659649115,"E","E","E","|",".",".","."]
[12,1,8,{"$f":"INDEX(Assump!$C$30:$N$30,$A21684)*INDEX(Assump!$C$56:$FN$56,($B21684-1)*Hrs_in_dy+$C21684)","v":0.80083516575099611},{"$f":"INDEX(ePrice!$F21685:$K21685,P_Off)*EPrice_Fac","v":67.276892411846077},15.55141824553718,null,15.55141824553718,13.478988304093566,1.7448509999999999,83.66496025998309,73.074428659649115,"G","E","E","|",".",".","."]
[12,1,9,{"$f":"INDEX(Assump!$C$30:$N$30,$A21685)*INDEX(Assump!$C$56:$FN$56,($B21685-1)*Hrs_in_dy+$C21685)","v":0.80083516575099611},{"$f":"INDEX(ePrice!$F21686:$K21686,P_Off)*EPrice_Fac","v":76.346612425037804},15.55141824553718,null,15.55141824553718,13.478988304093566,1.7448509999999999,92.8262936066414,73.074428659649115,"G","E","E","|",".",".","."]
[12,1,10,{"$f":"INDEX(Assump!$C$30:$N$30,$A21686)*INDEX(Assump!$C$56:$FN$56,($B21686-1)*Hrs_in_dy+$C21686)","v":0.80083516575099611},{"$f":"INDEX(ePrice!$F21687:$K21687,P_Off)*EPrice_Fac","v":60.454481862673873},15.55141824553718,null,15.55141824553718,13.478988304093566,1.7448509999999999,76.773636472940453,73.074428659649115,"G","E","E","|",".",".","."]
[12,1,11,{"$f":"INDEX(Assump!$C$30:$N$30,$A21687)*INDEX(Assump!$C$56:$FN$56,($B21687-1)*Hrs_in_dy+$C21687)","v":0.80083516575099611},{"$f":"INDEX(ePrice!$F21688:$K21688,P_Off)*EPrice_Fac","v":58.516719156783772},15.55141824553718,null,15.55141824553718,13.478988304093566,1.7448509999999999,74.816300406384812,73.074428659649115,"G","E","E","|",".",".","."]
[12,1,12,{"$f":"INDEX(Assump!$C$30:$N$30,$A21688)*INDEX(Assump!$C$56:$FN$56,($B21688-1)*Hrs_in_dy+$C21688)","v":0.80083516575099611},{"$f":"INDEX(ePrice!$F21689:$K21689,P_Off)*EPrice_Fac","v":45.961502647054886},15.55141824553718,null,15.55141824553718,13.478988304093566,1.7448509999999999,62.134263527870772,73.074428659649115,"E","E","E","|",".",".","."]
[12,1,13,{"$f":"INDEX(Assump!$C$30:$N$30,$A21689)*INDEX(Assump!$C$56:$FN$56,($B21689-1)*Hrs_in_dy+$C21689)","v":0.80083516575099611},{"$f":"INDEX(ePrice!$F21690:$K21690,P_Off)*EPrice_Fac","v":32.322872483873041},15.55141824553718,null,15.55141824553718,13.478988304093566,1.7448509999999999,48.35786942364669,73.074428659649115,"E","E","E","|",".",".","."]
[12,1,14,{"$f":"INDEX(Assump!$C$30:$N$30,$A21690)*INDEX(Assump!$C$56:$FN$56,($B21690-1)*Hrs_in_dy+$C21690)","v":0.80083516575099611},{"$f":"INDEX(ePrice!$F21691:$K21691,P_Off)*EPrice_Fac","v":38.476662035485731},15.55141824553718,null,15.55141824553718,13.478988304093566,1.7448509999999999,54.573818465679707,73.074428659649115,"E","E","E","|",".",".","."]
[12,1,15,{"$f":"INDEX(Assump!$C$30:$N$30,$A21691)*INDEX(Assump!$C$56:$FN$56,($B21691-1)*Hrs_in_dy+$C21691)","v":0.80083516575099611},{"$f":"INDEX(ePrice!$F21692:$K21692,P_Off)*EPrice_Fac","v":45.763392721852043},15.55141824553718,null,15.55141824553718,13.478988304093566,1.7448509999999999,61.934152492312343,73.074428659649115,"E","E","E","|",".",".","."]
[12,1,16,{"$f":"INDEX(Assump!$C$30:$N$30,$A21692)*INDEX(Assump!$C$56:$FN$56,($B21692-1)*Hrs_in_dy+$C21692)","v":0.80083516575099611},{"$f":"INDEX(ePrice!$F21693:$K21693,P_Off)*EPrice_Fac","v":46.667269255589929},15.55141824553718,null,15.55141824553718,13.478988304093566,1.7448509999999999,62.847159092047583,73.074428659649115,"E","E","E","|",".",".","."]
[12,1,17,{"$f":"INDEX(Assump!$C$30:$N$30,$A21693)*INDEX(Assump!$C$56:$FN$56,($B21693-1)*Hrs_in_dy+$C21693)","v":0.80083516575099611},{"$f":"INDEX(ePrice!$F21694:$K21694,P_Off)*EPrice_Fac","v":68.094095853307735},15.55141824553718,null,15.55141824553718,13.478988304093566,1.7448509999999999,84.490418281661533,73.074428659649115,"G","E","E","|",".",".","."]
[12,1,18,{"$f":"INDEX(Assump!$C$30:$N$30,$A21694)*INDEX(Assump!$C$56:$FN$56,($B21694-1)*Hrs_in_dy+$C21694)","v":0.80083516575099611},{"$f":"INDEX(ePrice!$F21695:$K21695,P_Off)*EPrice_Fac","v":74.966033883780639},15.55141824553718,null,15.55141824553718,13.478988304093566,1.7448509999999999,91.431769827593754,73.074428659649115,"G","E","E","|",".",".","."]
[12,1,19,{"$f":"INDEX(Assump!$C$30:$N$30,$A21695)*INDEX(Assump!$C$56:$FN$56,($B21695-1)*Hrs_in_dy+$C21695)","v":0.80083516575099611},{"$f":"INDEX(ePrice!$F21696:$K21696,P_Off)*EPrice_Fac","v":72.142967449640423},15.55141824553718,null,15.55141824553718,13.478988304093566,1.7448509999999999,88.580187570886466,73.074428659649115,"G","E","E","|",".",".","."]
[12,1,20,{"$f":"INDEX(Assump!$C$30:$N$30,$A21696)*INDEX(Assump!$C$56:$FN$56,($B21696-1)*Hrs_in_dy+$C21696)","v":0.80083516575099611},{"$f":"INDEX(ePrice!$F21697:$K21697,P_Off)*EPrice_Fac","v":58.374327648044236},15.55141824553718,null,15.55141824553718,13.478988304093566,1.7448509999999999,74.672470599577196,73.074428659649115,"G","E","E","|",".",".","."]
[12,1,21,{"$f":"INDEX(Assump!$C$30:$N$30,$A21697)*INDEX(Assump!$C$56:$FN$56,($B21697-1)*Hrs_in_dy+$C21697)","v":0.80083516575099611},{"$f":"INDEX(ePrice!$F21698:$K21698,P_Off)*EPrice_Fac","v":57.656179169184},15.55141824553718,null,15.55141824553718,13.478988304093566,1.7448509999999999,73.947068095677963,73.074428659649115,"G","E","E","|",".",".","."]
[12,1,22,{"$f":"INDEX(Assump!$C$30:$N$30,$A21698)*INDEX(Assump!$C$56:$FN$56,($B21698-1)*Hrs_in_dy+$C21698)","v":0.80083516575099611},{"$f":"INDEX(ePrice!$F21699:$K21699,P_Off)*EPrice_Fac","v":60.05826201226823},15.55141824553718,null,15.55141824553718,13.478988304093566,1.7448509999999999,76.373414401823652,73.074428659649115,"G","E","E","|",".",".","."]
[12,1,23,{"$f":"INDEX(Assump!$C$30:$N$30,$A21699)*INDEX(Assump!$C$56:$FN$56,($B21699-1)*Hrs_in_dy+$C21699)","v":0.80083516575099611},{"$f":"INDEX(ePrice!$F21700:$K21700,P_Off)*EPrice_Fac","v":51.793363570212968},15.55141824553718,null,15.55141824553718,13.478988304093566,1.7448509999999999,68.025032137121372,73.074428659649115,"E","E","E","|",".",".","."]
[12,1,24,{"$f":"INDEX(Assump!$C$30:$N$30,$A21700)*INDEX(Assump!$C$56:$FN$56,($B21700-1)*Hrs_in_dy+$C21700)","v":0.80083516575099611},{"$f":"INDEX(ePrice!$F21701:$K21701,P_Off)*EPrice_Fac","v":51.273325016555553},15.55141824553718,null,15.55141824553718,13.478988304093566,1.7448509999999999,67.499740668780547,73.074428659649115,"E","E","E","|",".",".","."]
[12,2,1,{"$f":"INDEX(Assump!$C$30:$N$30,$A21701)*INDEX(Assump!$C$56:$FN$56,($B21701-1)*Hrs_in_dy+$C21701)","v":0.80083516575099611},{"$f":"INDEX(ePrice!$F21702:$K21702,P_Off)*EPrice_Fac","v":23.457453331046729},{"$f":"Nwk_Elec_Var","v":15.55141824553718},null,15.55141824553718,{"$f":"IF(Other_fuel=\"Gas\",\nCHOOSE(Gas_price_option,Other_fuel_price_wholesale_flex,Gas_elec_m*$E21701+Gas_elec_c),\nOther_fuel_price_wholesale_flex)","v":13.478988304093566},{"$f":"IF(Other_fuel=\"Gas\",Nwk_Gas_Var,0)","v":1.7448509999999999},39.402900582407987,73.074428659649115,{"$f":"IF(K21701<L21701,ID_E,ID_O)","v":"E"},{"$f":"IF($C21701=1,IF(SUM($D21701:$D21724)=0,\".\",IF(SUMPRODUCT($K21701:$K21724,$D21701:$D21724)<SUMPRODUCT($L21701:$L21724,$D21701:$D21724),ID_E,ID_O)),N21700)","v":"G"},{"$f":"IF(SUM($B21701:$C21701)=2,IF(SUMPRODUCT($K21701:$K21868,$D21701:$D21868)<SUMPRODUCT($L21701:$L21868,$D21701:$D21868),ID_E,ID_O),O21700)","v":"E"},"|",{"$f":"IF($C21701=1,SUMIFS($D21701:$D21724,M21701:M21724,ID_O),\".\")","v":14.41503298351793},{"$f":"IF($C21701=1,SUMIFS($D21701:$D21724,N21701:N21724,ID_O),\".\")","v":19.220043978023906},{"$f":"IF($C21701=1,SUMIFS($D21701:$D21724,O21701:O21724,ID_O),\".\")","v":0}]
[12,2,2,{"$f":"INDEX(Assump!$C$30:$N$30,$A21702)*INDEX(Assump!$C$56:$FN$56,($B21702-1)*Hrs_in_dy+$C21702)","v":0.80083516575099611},{"$f":"INDEX(ePrice!$F21703:$K21703,P_Off)*EPrice_Fac","v":54.987886114108477},15.55141824553718,null,{"$f":"SUM($F21702:$G21702)","v":15.55141824553718},13.478988304093566,1.7448509999999999,{"$f":"SUM(E21702,H21702)/COP_Elec","v":71.251822585500662},{"$f":"SUM(I21702:J21702)*GJ_MWh/COP_Other","v":73.074428659649115},"E","G","E","|",".",".","."]
[12,2,3,{"$f":"INDEX(Assump!$C$30:$N$30,$A21703)*INDEX(Assump!$C$56:$FN$56,($B21703-1)*Hrs_in_dy+$C21703)","v":0.80083516575099611},{"$f":"INDEX(ePrice!$F21704:$K21704,P_Off)*EPrice_Fac","v":49.861791799485445},15.55141824553718,null,15.55141824553718,13.478988304093566,1.7448509999999999,66.073949540426895,73.074428659649115,"E","G","E","|",".",".","."]
[12,2,4,{"$f":"INDEX(Assump!$C$30:$N$30,$A21704)*INDEX(Assump!$C$56:$FN$56,($B21704-1)*Hrs_in_dy+$C21704)","v":0.80083516575099611},{"$f":"INDEX(ePrice!$F21705:$K21705,P_Off)*EPrice_Fac","v":66.075850990303977},15.55141824553718,null,15.55141824553718,13.478988304093566,1.7448509999999999,82.45178710691026,73.074428659649115,"G","G","E","|",".",".","."]
[12,2,5,{"$f":"INDEX(Assump!$C$30:$N$30,$A21705)*INDEX(Assump!$C$56:$FN$56,($B21705-1)*Hrs_in_dy+$C21705)","v":0.80083516575099611},{"$f":"INDEX(ePrice!$F21706:$K21706,P_Off)*EPrice_Fac","v":67.561675429325135},15.55141824553718,null,15.55141824553718,13.478988304093566,1.7448509999999999,83.952619873598294,73.074428659649115,"G","G","E","|",".",".","."]
[12,2,6,{"$f":"INDEX(Assump!$C$30:$N$30,$A21706)*INDEX(Assump!$C$56:$FN$56,($B21706-1)*Hrs_in_dy+$C21706)","v":0.80083516575099611},{"$f":"INDEX(ePrice!$F21707:$K21707,P_Off)*EPrice_Fac","v":66.893054431765606},15.55141824553718,null,15.55141824553718,13.478988304093566,1.7448509999999999,83.277245128588675,73.074428659649115,"G","G","E","|",".",".","."]
[12,2,7,{"$f":"INDEX(Assump!$C$30:$N$30,$A21707)*INDEX(Assump!$C$56:$FN$56,($B21707-1)*Hrs_in_dy+$C21707)","v":0.80083516575099611},{"$f":"INDEX(ePrice!$F21708:$K21708,P_Off)*EPrice_Fac","v":76.396139906338533},15.55141824553718,null,15.55141824553718,13.478988304093566,1.7448509999999999,92.876321365531027,73.074428659649115,"G","G","E","|",".",".","."]
[12,2,8,{"$f":"INDEX(Assump!$C$30:$N$30,$A21708)*INDEX(Assump!$C$56:$FN$56,($B21708-1)*Hrs_in_dy+$C21708)","v":0.80083516575099611},{"$f":"INDEX(ePrice!$F21709:$K21709,P_Off)*EPrice_Fac","v":81.31174242543355},15.55141824553718,null,15.55141824553718,13.478988304093566,1.7448509999999999,97.841576435323972,73.074428659649115,"G","G","E","|",".",".","."]
[12,2,9,{"$f":"INDEX(Assump!$C$30:$N$30,$A21709)*INDEX(Assump!$C$56:$FN$56,($B21709-1)*Hrs_in_dy+$C21709)","v":0.80083516575099611},{"$f":"INDEX(ePrice!$F21710:$K21710,P_Off)*EPrice_Fac","v":77.764336577270512},15.55141824553718,null,15.55141824553718,13.478988304093566,1.7448509999999999,94.258338204856258,73.074428659649115,"G","G","E","|",".",".","."]
[12,2,10,{"$f":"INDEX(Assump!$C$30:$N$30,$A21710)*INDEX(Assump!$C$56:$FN$56,($B21710-1)*Hrs_in_dy+$C21710)","v":0.80083516575099611},{"$f":"INDEX(ePrice!$F21711:$K21711,P_Off)*EPrice_Fac","v":71.270045591715487},15.55141824553718,null,15.55141824553718,13.478988304093566,1.7448509999999999,87.698448320457231,73.074428659649115,"G","G","E","|",".",".","."]
[12,2,11,{"$f":"INDEX(Assump!$C$30:$N$30,$A21711)*INDEX(Assump!$C$56:$FN$56,($B21711-1)*Hrs_in_dy+$C21711)","v":0.80083516575099611},{"$f":"INDEX(ePrice!$F21712:$K21712,P_Off)*EPrice_Fac","v":67.660730391926563},15.55141824553718,null,15.55141824553718,13.478988304093566,1.7448509999999999,84.05267539137752,73.074428659649115,"G","G","E","|",".",".","."]
[12,2,12,{"$f":"INDEX(Assump!$C$30:$N$30,$A21712)*INDEX(Assump!$C$56:$FN$56,($B21712-1)*Hrs_in_dy+$C21712)","v":0.80083516575099611},{"$f":"INDEX(ePrice!$F21713:$K21713,P_Off)*EPrice_Fac","v":65.22150193786679},15.55141824553718,null,15.55141824553718,13.478988304093566,1.7448509999999999,81.588808266064618,73.074428659649115,"G","G","E","|",".",".","."]
[12,2,13,{"$f":"INDEX(Assump!$C$30:$N$30,$A21713)*INDEX(Assump!$C$56:$FN$56,($B21713-1)*Hrs_in_dy+$C21713)","v":0.80083516575099611},{"$f":"INDEX(ePrice!$F21714:$K21714,P_Off)*EPrice_Fac","v":63.970933035023975},15.55141824553718,null,15.55141824553718,13.478988304093566,1.7448509999999999,80.325607354102175,73.074428659649115,"G","G","E","|",".",".","."]
[12,2,14,{"$f":"INDEX(Assump!$C$30:$N$30,$A21714)*INDEX(Assump!$C$56:$FN$56,($B21714-1)*Hrs_in_dy+$C21714)","v":0.80083516575099611},{"$f":"INDEX(ePrice!$F21715:$K21715,P_Off)*EPrice_Fac","v":62.187943708198574},15.55141824553718,null,15.55141824553718,13.478988304093566,1.7448509999999999,78.524608034076522,73.074428659649115,"G","G","E","|",".",".","."]
[12,2,15,{"$f":"INDEX(Assump!$C$30:$N$30,$A21715)*INDEX(Assump!$C$56:$FN$56,($B21715-1)*Hrs_in_dy+$C21715)","v":0.80083516575099611},{"$f":"INDEX(ePrice!$F21716:$K21716,P_Off)*EPrice_Fac","v":57.581887947232943},15.55141824553718,null,15.55141824553718,13.478988304093566,1.7448509999999999,73.872026457343551,73.074428659649115,"G","G","E","|",".",".","."]
[12,2,16,{"$f":"INDEX(Assump!$C$30:$N$30,$A21716)*INDEX(Assump!$C$56:$FN$56,($B21716-1)*Hrs_in_dy+$C21716)","v":0.80083516575099611},{"$f":"INDEX(ePrice!$F21717:$K21717,P_Off)*EPrice_Fac","v":49.490335689730152},15.55141824553718,null,15.55141824553718,13.478988304093566,1.7448509999999999,65.698741348754893,73.074428659649115,"E","G","E","|",".",".","."]
[12,2,17,{"$f":"INDEX(Assump!$C$30:$N$30,$A21717)*INDEX(Assump!$C$56:$FN$56,($B21717-1)*Hrs_in_dy+$C21717)","v":0.80083516575099611},{"$f":"INDEX(ePrice!$F21718:$K21718,P_Off)*EPrice_Fac","v":53.056314343380954},15.55141824553718,null,15.55141824553718,13.478988304093566,1.7448509999999999,69.3007399888062,73.074428659649115,"E","G","E","|",".",".","."]
[12,2,18,{"$f":"INDEX(Assump!$C$30:$N$30,$A21718)*INDEX(Assump!$C$56:$FN$56,($B21718-1)*Hrs_in_dy+$C21718)","v":0.80083516575099611},{"$f":"INDEX(ePrice!$F21719:$K21719,P_Off)*EPrice_Fac","v":61.426458683200224},15.55141824553718,null,15.55141824553718,13.478988304093566,1.7448509999999999,77.755431241148898,73.074428659649115,"G","G","E","|",".",".","."]
[12,2,19,{"$f":"INDEX(Assump!$C$30:$N$30,$A21719)*INDEX(Assump!$C$56:$FN$56,($B21719-1)*Hrs_in_dy+$C21719)","v":0.80083516575099611},{"$f":"INDEX(ePrice!$F21720:$K21720,P_Off)*EPrice_Fac","v":59.414404755359058},15.55141824553718,null,15.55141824553718,13.478988304093566,1.7448509999999999,75.723053536258831,73.074428659649115,"G","G","E","|",".",".","."]
[12,2,20,{"$f":"INDEX(Assump!$C$30:$N$30,$A21720)*INDEX(Assump!$C$56:$FN$56,($B21720-1)*Hrs_in_dy+$C21720)","v":0.80083516575099611},{"$f":"INDEX(ePrice!$F21721:$K21721,P_Off)*EPrice_Fac","v":57.037085652925178},15.55141824553718,null,15.55141824553718,13.478988304093566,1.7448509999999999,73.321721109557942,73.074428659649115,"G","G","E","|",".",".","."]
[12,2,21,{"$f":"INDEX(Assump!$C$30:$N$30,$A21721)*INDEX(Assump!$C$56:$FN$56,($B21721-1)*Hrs_in_dy+$C21721)","v":0.80083516575099611},{"$f":"INDEX(ePrice!$F21722:$K21722,P_Off)*EPrice_Fac","v":58.337182037068708},15.55141824553718,null,15.55141824553718,13.478988304093566,1.7448509999999999,74.634949780409997,73.074428659649115,"G","G","E","|",".",".","."]
[12,2,22,{"$f":"INDEX(Assump!$C$30:$N$30,$A21722)*INDEX(Assump!$C$56:$FN$56,($B21722-1)*Hrs_in_dy+$C21722)","v":0.80083516575099611},{"$f":"INDEX(ePrice!$F21723:$K21723,P_Off)*EPrice_Fac","v":59.432977560846815},15.55141824553718,null,15.55141824553718,13.478988304093566,1.7448509999999999,75.741813945842424,73.074428659649115,"G","G","E","|",".",".","."]
[12,2,23,{"$f":"INDEX(Assump!$C$30:$N$30,$A21723)*INDEX(Assump!$C$56:$FN$56,($B21723-1)*Hrs_in_dy+$C21723)","v":0.80083516575099611},{"$f":"INDEX(ePrice!$F21724:$K21724,P_Off)*EPrice_Fac","v":57.105185939713657},15.55141824553718,null,15.55141824553718,13.478988304093566,1.7448509999999999,73.390509278031161,73.074428659649115,"G","G","E","|",".",".","."]
[12,2,24,{"$f":"INDEX(Assump!$C$30:$N$30,$A21724)*INDEX(Assump!$C$56:$FN$56,($B21724-1)*Hrs_in_dy+$C21724)","v":0.80083516575099611},{"$f":"INDEX(ePrice!$F21725:$K21725,P_Off)*EPrice_Fac","v":55.148850428335777},15.55141824553718,null,15.55141824553718,13.478988304093566,1.7448509999999999,71.414412801891871,73.074428659649115,"E","G","E","|",".",".","."]
[12,3,1,{"$f":"INDEX(Assump!$C$30:$N$30,$A21725)*INDEX(Assump!$C$56:$FN$56,($B21725-1)*Hrs_in_dy+$C21725)","v":0.80083516575099611},{"$f":"INDEX(ePrice!$F21726:$K21726,P_Off)*EPrice_Fac","v":37.479921474309023},15.55141824553718,null,15.55141824553718,13.478988304093566,1.7448509999999999,53.567009818026463,73.074428659649115,"E","E","E","|",12.012527486264942,0,0]
[12,3,2,{"$f":"INDEX(Assump!$C$30:$N$30,$A21726)*INDEX(Assump!$C$56:$FN$56,($B21726-1)*Hrs_in_dy+$C21726)","v":0.80083516575099611},{"$f":"INDEX(ePrice!$F21727:$K21727,P_Off)*EPrice_Fac","v":27.38250622412766},15.55141824553718,null,15.55141824553718,13.478988304093566,1.7448509999999999,43.367600474408924,73.074428659649115,"E","E","E","|",".",".","."]
[12,3,3,{"$f":"INDEX(Assump!$C$30:$N$30,$A21727)*INDEX(Assump!$C$56:$FN$56,($B21727-1)*Hrs_in_dy+$C21727)","v":0.80083516575099611},{"$f":"INDEX(ePrice!$F21728:$K21728,P_Off)*EPrice_Fac","v":14.66632540017147},15.55141824553718,null,15.55141824553718,13.478988304093566,1.7448509999999999,30.522973379503689,73.074428659649115,"E","E","E","|",".",".","."]
[12,3,4,{"$f":"INDEX(Assump!$C$30:$N$30,$A21728)*INDEX(Assump!$C$56:$FN$56,($B21728-1)*Hrs_in_dy+$C21728)","v":0.80083516575099611},{"$f":"INDEX(ePrice!$F21729:$K21729,P_Off)*EPrice_Fac","v":14.622988854033354},15.55141824553718,null,15.55141824553718,13.478988304093566,1.7448509999999999,30.479199090475287,73.074428659649115,"E","E","E","|",".",".","."]
[12,3,5,{"$f":"INDEX(Assump!$C$30:$N$30,$A21729)*INDEX(Assump!$C$56:$FN$56,($B21729-1)*Hrs_in_dy+$C21729)","v":0.80083516575099611},{"$f":"INDEX(ePrice!$F21730:$K21730,P_Off)*EPrice_Fac","v":20.473422582679213},15.55141824553718,null,15.55141824553718,13.478988304093566,1.7448509999999999,36.388728109309483,73.074428659649115,"E","E","E","|",".",".","."]
[12,3,6,{"$f":"INDEX(Assump!$C$30:$N$30,$A21730)*INDEX(Assump!$C$56:$FN$56,($B21730-1)*Hrs_in_dy+$C21730)","v":0.80083516575099611},{"$f":"INDEX(ePrice!$F21731:$K21731,P_Off)*EPrice_Fac","v":37.746131686300316},15.55141824553718,null,15.55141824553718,13.478988304093566,1.7448509999999999,53.835909022058075,73.074428659649115,"E","E","E","|",".",".","."]
[12,3,7,{"$f":"INDEX(Assump!$C$30:$N$30,$A21731)*INDEX(Assump!$C$56:$FN$56,($B21731-1)*Hrs_in_dy+$C21731)","v":0.80083516575099611},{"$f":"INDEX(ePrice!$F21732:$K21732,P_Off)*EPrice_Fac","v":57.965725927313414},15.55141824553718,null,15.55141824553718,13.478988304093566,1.7448509999999999,74.259741588737967,73.074428659649115,"G","E","E","|",".",".","."]
[12,3,8,{"$f":"INDEX(Assump!$C$30:$N$30,$A21732)*INDEX(Assump!$C$56:$FN$56,($B21732-1)*Hrs_in_dy+$C21732)","v":0.80083516575099611},{"$f":"INDEX(ePrice!$F21733:$K21733,P_Off)*EPrice_Fac","v":61.494558969988702},15.55141824553718,null,15.55141824553718,13.478988304093566,1.7448509999999999,77.824219409622103,73.074428659649115,"G","E","E","|",".",".","."]
[12,3,9,{"$f":"INDEX(Assump!$C$30:$N$30,$A21733)*INDEX(Assump!$C$56:$FN$56,($B21733-1)*Hrs_in_dy+$C21733)","v":0.80083516575099611},{"$f":"INDEX(ePrice!$F21734:$K21734,P_Off)*EPrice_Fac","v":73.548309731547945},15.55141824553718,null,15.55141824553718,13.478988304093566,1.7448509999999999,89.99972522937891,73.074428659649115,"G","E","E","|",".",".","."]
[12,3,10,{"$f":"INDEX(Assump!$C$30:$N$30,$A21734)*INDEX(Assump!$C$56:$FN$56,($B21734-1)*Hrs_in_dy+$C21734)","v":0.80083516575099611},{"$f":"INDEX(ePrice!$F21735:$K21735,P_Off)*EPrice_Fac","v":74.885551726666989},15.55141824553718,null,15.55141824553718,13.478988304093566,1.7448509999999999,91.35047471939815,73.074428659649115,"G","E","E","|",".",".","."]
[12,3,11,{"$f":"INDEX(Assump!$C$30:$N$30,$A21735)*INDEX(Assump!$C$56:$FN$56,($B21735-1)*Hrs_in_dy+$C21735)","v":0.80083516575099611},{"$f":"INDEX(ePrice!$F21736:$K21736,P_Off)*EPrice_Fac","v":72.700151614273352},15.55141824553718,null,15.55141824553718,13.478988304093566,1.7448509999999999,89.142999858394475,73.074428659649115,"G","E","E","|",".",".","."]
[12,3,12,{"$f":"INDEX(Assump!$C$30:$N$30,$A21736)*INDEX(Assump!$C$56:$FN$56,($B21736-1)*Hrs_in_dy+$C21736)","v":0.80083516575099611},{"$f":"INDEX(ePrice!$F21737:$K21737,P_Off)*EPrice_Fac","v":70.260923160213608},15.55141824553718,null,15.55141824553718,13.478988304093566,1.7448509999999999,86.679132733081602,73.074428659649115,"G","E","E","|",".",".","."]
[12,3,13,{"$f":"INDEX(Assump!$C$30:$N$30,$A21737)*INDEX(Assump!$C$56:$FN$56,($B21737-1)*Hrs_in_dy+$C21737)","v":0.80083516575099611},{"$f":"INDEX(ePrice!$F21738:$K21738,P_Off)*EPrice_Fac","v":73.325436065694774},15.55141824553718,null,15.55141824553718,13.478988304093566,1.7448509999999999,89.774600314375704,73.074428659649115,"G","E","E","|",".",".","."]
[12,3,14,{"$f":"INDEX(Assump!$C$30:$N$30,$A21738)*INDEX(Assump!$C$56:$FN$56,($B21738-1)*Hrs_in_dy+$C21738)","v":0.80083516575099611},{"$f":"INDEX(ePrice!$F21739:$K21739,P_Off)*EPrice_Fac","v":75.052706976056868},15.55141824553718,null,15.55141824553718,13.478988304093566,1.7448509999999999,91.519318405650552,73.074428659649115,"G","E","E","|",".",".","."]
[12,3,15,{"$f":"INDEX(Assump!$C$30:$N$30,$A21739)*INDEX(Assump!$C$56:$FN$56,($B21739-1)*Hrs_in_dy+$C21739)","v":0.80083516575099611},{"$f":"INDEX(ePrice!$F21740:$K21740,P_Off)*EPrice_Fac","v":72.693960679110774},15.55141824553718,null,15.55141824553718,13.478988304093566,1.7448509999999999,89.136746388533282,73.074428659649115,"G","E","E","|",".",".","."]
[12,3,16,{"$f":"INDEX(Assump!$C$30:$N$30,$A21740)*INDEX(Assump!$C$56:$FN$56,($B21740-1)*Hrs_in_dy+$C21740)","v":0.80083516575099611},{"$f":"INDEX(ePrice!$F21741:$K21741,P_Off)*EPrice_Fac","v":71.765320404722544},15.55141824553718,null,15.55141824553718,13.478988304093566,1.7448509999999999,88.198725909353257,73.074428659649115,"G","E","E","|",".",".","."]
[12,3,17,{"$f":"INDEX(Assump!$C$30:$N$30,$A21741)*INDEX(Assump!$C$56:$FN$56,($B21741-1)*Hrs_in_dy+$C21741)","v":0.80083516575099611},{"$f":"INDEX(ePrice!$F21742:$K21742,P_Off)*EPrice_Fac","v":63.450894481366568},15.55141824553718,null,15.55141824553718,13.478988304093566,1.7448509999999999,79.800315885761364,73.074428659649115,"G","E","E","|",".",".","."]
[12,3,18,{"$f":"INDEX(Assump!$C$30:$N$30,$A21742)*INDEX(Assump!$C$56:$FN$56,($B21742-1)*Hrs_in_dy+$C21742)","v":0.80083516575099611},{"$f":"INDEX(ePrice!$F21743:$K21743,P_Off)*EPrice_Fac","v":60.13874416938188},15.55141824553718,null,15.55141824553718,13.478988304093566,1.7448509999999999,76.454709510019256,73.074428659649115,"G","E","E","|",".",".","."]
[12,3,19,{"$f":"INDEX(Assump!$C$30:$N$30,$A21743)*INDEX(Assump!$C$56:$FN$56,($B21743-1)*Hrs_in_dy+$C21743)","v":0.80083516575099611},{"$f":"INDEX(ePrice!$F21744:$K21744,P_Off)*EPrice_Fac","v":57.680942909834357},15.55141824553718,null,15.55141824553718,13.478988304093566,1.7448509999999999,73.972081975122762,73.074428659649115,"G","E","E","|",".",".","."]
[12,3,20,{"$f":"INDEX(Assump!$C$30:$N$30,$A21744)*INDEX(Assump!$C$56:$FN$56,($B21744-1)*Hrs_in_dy+$C21744)","v":0.80083516575099611},{"$f":"INDEX(ePrice!$F21745:$K21745,P_Off)*EPrice_Fac","v":56.15178192467507},15.55141824553718,null,15.55141824553718,13.478988304093566,1.7448509999999999,72.427474919406322,73.074428659649115,"E","E","E","|",".",".","."]
[12,3,21,{"$f":"INDEX(Assump!$C$30:$N$30,$A21745)*INDEX(Assump!$C$56:$FN$56,($B21745-1)*Hrs_in_dy+$C21745)","v":0.80083516575099611},{"$f":"INDEX(ePrice!$F21746:$K21746,P_Off)*EPrice_Fac","v":56.659438608007306},15.55141824553718,null,15.55141824553718,13.478988304093566,1.7448509999999999,72.940259448024733,73.074428659649115,"E","E","E","|",".",".","."]
[12,3,22,{"$f":"INDEX(Assump!$C$30:$N$30,$A21746)*INDEX(Assump!$C$56:$FN$56,($B21746-1)*Hrs_in_dy+$C21746)","v":0.80083516575099611},{"$f":"INDEX(ePrice!$F21747:$K21747,P_Off)*EPrice_Fac","v":58.392900453531993},15.55141824553718,null,15.55141824553718,13.478988304093566,1.7448509999999999,74.691231009160774,73.074428659649115,"G","E","E","|",".",".","."]
[12,3,23,{"$f":"INDEX(Assump!$C$30:$N$30,$A21747)*INDEX(Assump!$C$56:$FN$56,($B21747-1)*Hrs_in_dy+$C21747)","v":0.80083516575099611},{"$f":"INDEX(ePrice!$F21748:$K21748,P_Off)*EPrice_Fac","v":62.924664992546568},15.55141824553718,null,15.55141824553718,13.478988304093566,1.7448509999999999,79.268770947559346,73.074428659649115,"G","E","E","|",".",".","."]
[12,3,24,{"$f":"INDEX(Assump!$C$30:$N$30,$A21748)*INDEX(Assump!$C$56:$FN$56,($B21748-1)*Hrs_in_dy+$C21748)","v":0.80083516575099611},{"$f":"INDEX(ePrice!$F21749:$K21749,P_Off)*EPrice_Fac","v":43.324164267792298},15.55141824553718,null,15.55141824553718,13.478988304093566,1.7448509999999999,59.47028536699947,73.074428659649115,"E","E","E","|",".",".","."]
[12,4,1,{"$f":"INDEX(Assump!$C$30:$N$30,$A21749)*INDEX(Assump!$C$56:$FN$56,($B21749-1)*Hrs_in_dy+$C21749)","v":0.80083516575099611},{"$f":"INDEX(ePrice!$F21750:$K21750,P_Off)*EPrice_Fac","v":29.704106910098236},15.55141824553718,null,15.55141824553718,13.478988304093566,1.7448509999999999,45.712651672359009,73.074428659649115,"E","E","E","|",14.41503298351793,0,0]
[12,4,2,{"$f":"INDEX(Assump!$C$30:$N$30,$A21750)*INDEX(Assump!$C$56:$FN$56,($B21750-1)*Hrs_in_dy+$C21750)","v":0.80083516575099611},{"$f":"INDEX(ePrice!$F21751:$K21751,P_Off)*EPrice_Fac","v":28.038745351362007},15.55141824553718,null,15.55141824553718,13.478988304093566,1.7448509999999999,44.030468279696152,73.074428659649115,"E","E","E","|",".",".","."]
[12,4,3,{"$f":"INDEX(Assump!$C$30:$N$30,$A21751)*INDEX(Assump!$C$56:$FN$56,($B21751-1)*Hrs_in_dy+$C21751)","v":0.80083516575099611},{"$f":"INDEX(ePrice!$F21752:$K21752,P_Off)*EPrice_Fac","v":24.831840937141312},15.55141824553718,null,15.55141824553718,13.478988304093566,1.7448509999999999,40.79117089159444,73.074428659649115,"E","E","E","|",".",".","."]
[12,4,4,{"$f":"INDEX(Assump!$C$30:$N$30,$A21752)*INDEX(Assump!$C$56:$FN$56,($B21752-1)*Hrs_in_dy+$C21752)","v":0.80083516575099611},{"$f":"INDEX(ePrice!$F21753:$K21753,P_Off)*EPrice_Fac","v":24.819459066816137},15.55141824553718,null,15.55141824553718,13.478988304093566,1.7448509999999999,40.778663951872034,73.074428659649115,"E","E","E","|",".",".","."]
[12,4,5,{"$f":"INDEX(Assump!$C$30:$N$30,$A21753)*INDEX(Assump!$C$56:$FN$56,($B21753-1)*Hrs_in_dy+$C21753)","v":0.80083516575099611},{"$f":"INDEX(ePrice!$F21754:$K21754,P_Off)*EPrice_Fac","v":24.838031872303901},15.55141824553718,null,15.55141824553718,13.478988304093566,1.7448509999999999,40.797424361455633,73.074428659649115,"E","E","E","|",".",".","."]
[12,4,6,{"$f":"INDEX(Assump!$C$30:$N$30,$A21754)*INDEX(Assump!$C$56:$FN$56,($B21754-1)*Hrs_in_dy+$C21754)","v":0.80083516575099611},{"$f":"INDEX(ePrice!$F21755:$K21755,P_Off)*EPrice_Fac","v":57.321868670404243},15.55141824553718,null,15.55141824553718,13.478988304093566,1.7448509999999999,73.609380723173146,73.074428659649115,"G","E","E","|",".",".","."]
[12,4,7,{"$f":"INDEX(Assump!$C$30:$N$30,$A21755)*INDEX(Assump!$C$56:$FN$56,($B21755-1)*Hrs_in_dy+$C21755)","v":0.80083516575099611},{"$f":"INDEX(ePrice!$F21756:$K21756,P_Off)*EPrice_Fac","v":59.228676700481408},15.55141824553718,null,15.55141824553718,13.478988304093566,1.7448509999999999,75.535449440422823,73.074428659649115,"G","E","E","|",".",".","."]
[12,4,8,{"$f":"INDEX(Assump!$C$30:$N$30,$A21756)*INDEX(Assump!$C$56:$FN$56,($B21756-1)*Hrs_in_dy+$C21756)","v":0.80083516575099611},{"$f":"INDEX(ePrice!$F21757:$K21757,P_Off)*EPrice_Fac","v":70.013285753710065},15.55141824553718,null,15.55141824553718,13.478988304093566,1.7448509999999999,86.428993938633582,73.074428659649115,"G","E","E","|",".",".","."]
[12,4,9,{"$f":"INDEX(Assump!$C$30:$N$30,$A21757)*INDEX(Assump!$C$56:$FN$56,($B21757-1)*Hrs_in_dy+$C21757)","v":0.80083516575099611},{"$f":"INDEX(ePrice!$F21758:$K21758,P_Off)*EPrice_Fac","v":70.347596252489836},15.55141824553718,null,15.55141824553718,13.478988304093566,1.7448509999999999,86.766681311138399,73.074428659649115,"G","E","E","|",".",".","."]
[12,4,10,{"$f":"INDEX(Assump!$C$30:$N$30,$A21758)*INDEX(Assump!$C$56:$FN$56,($B21758-1)*Hrs_in_dy+$C21758)","v":0.80083516575099611},{"$f":"INDEX(ePrice!$F21759:$K21759,P_Off)*EPrice_Fac","v":67.939322474243028},15.55141824553718,null,15.55141824553718,13.478988304093566,1.7448509999999999,84.334081535131517,73.074428659649115,"G","E","E","|",".",".","."]
[12,4,11,{"$f":"INDEX(Assump!$C$30:$N$30,$A21759)*INDEX(Assump!$C$56:$FN$56,($B21759-1)*Hrs_in_dy+$C21759)","v":0.80083516575099611},{"$f":"INDEX(ePrice!$F21760:$K21760,P_Off)*EPrice_Fac","v":64.08856080311314},15.55141824553718,null,15.55141824553718,13.478988304093566,1.7448509999999999,80.444423281464964,73.074428659649115,"G","E","E","|",".",".","."]
[12,4,12,{"$f":"INDEX(Assump!$C$30:$N$30,$A21760)*INDEX(Assump!$C$56:$FN$56,($B21760-1)*Hrs_in_dy+$C21760)","v":0.80083516575099611},{"$f":"INDEX(ePrice!$F21761:$K21761,P_Off)*EPrice_Fac","v":61.123102860233409},15.55141824553718,null,15.55141824553718,13.478988304093566,1.7448509999999999,77.449011217950101,73.074428659649115,"G","E","E","|",".",".","."]
[12,4,13,{"$f":"INDEX(Assump!$C$30:$N$30,$A21761)*INDEX(Assump!$C$56:$FN$56,($B21761-1)*Hrs_in_dy+$C21761)","v":0.80083516575099611},{"$f":"INDEX(ePrice!$F21762:$K21762,P_Off)*EPrice_Fac","v":58.696256276498829},15.55141824553718,null,15.55141824553718,13.478988304093566,1.7448509999999999,74.997651032359599,73.074428659649115,"G","E","E","|",".",".","."]
[12,4,14,{"$f":"INDEX(Assump!$C$30:$N$30,$A21762)*INDEX(Assump!$C$56:$FN$56,($B21762-1)*Hrs_in_dy+$C21762)","v":0.80083516575099611},{"$f":"INDEX(ePrice!$F21763:$K21763,P_Off)*EPrice_Fac","v":61.810296663280702},15.55141824553718,null,15.55141824553718,13.478988304093566,1.7448509999999999,78.143146372543328,73.074428659649115,"G","E","E","|",".",".","."]
[12,4,15,{"$f":"INDEX(Assump!$C$30:$N$30,$A21763)*INDEX(Assump!$C$56:$FN$56,($B21763-1)*Hrs_in_dy+$C21763)","v":0.80083516575099611},{"$f":"INDEX(ePrice!$F21764:$K21764,P_Off)*EPrice_Fac","v":59.519650653123051},15.55141824553718,null,15.55141824553718,13.478988304093566,1.7448509999999999,75.829362523899221,73.074428659649115,"G","E","E","|",".",".","."]
[12,4,16,{"$f":"INDEX(Assump!$C$30:$N$30,$A21764)*INDEX(Assump!$C$56:$FN$56,($B21764-1)*Hrs_in_dy+$C21764)","v":0.80083516575099611},{"$f":"INDEX(ePrice!$F21765:$K21765,P_Off)*EPrice_Fac","v":59.618705615724465},15.55141824553718,null,15.55141824553718,13.478988304093566,1.7448509999999999,75.929418041678431,73.074428659649115,"G","E","E","|",".",".","."]
[12,4,17,{"$f":"INDEX(Assump!$C$30:$N$30,$A21765)*INDEX(Assump!$C$56:$FN$56,($B21765-1)*Hrs_in_dy+$C21765)","v":0.80083516575099611},{"$f":"INDEX(ePrice!$F21766:$K21766,P_Off)*EPrice_Fac","v":59.878724892553173},{"$f":"Nwk_Elec_Var","v":15.55141824553718},null,15.55141824553718,{"$f":"IF(Other_fuel=\"Gas\",\nCHOOSE(Gas_price_option,Other_fuel_price_wholesale_flex,Gas_elec_m*$E21765+Gas_elec_c),\nOther_fuel_price_wholesale_flex)","v":13.478988304093566},{"$f":"IF(Other_fuel=\"Gas\",Nwk_Gas_Var,0)","v":1.7448509999999999},76.192063775848851,73.074428659649115,{"$f":"IF(K21765<L21765,ID_E,ID_O)","v":"G"},{"$f":"IF($C21765=1,IF(SUM($D21765:$D21788)=0,\".\",IF(SUMPRODUCT($K21765:$K21788,$D21765:$D21788)<SUMPRODUCT($L21765:$L21788,$D21765:$D21788),ID_E,ID_O)),N21764)","v":"E"},{"$f":"IF(SUM($B21765:$C21765)=2,IF(SUMPRODUCT($K21765:$K21932,$D21765:$D21932)<SUMPRODUCT($L21765:$L21932,$D21765:$D21932),ID_E,ID_O),O21764)","v":"E"},"|",{"$f":"IF($C21765=1,SUMIFS($D21765:$D21788,M21765:M21788,ID_O),\".\")","v":"."},{"$f":"IF($C21765=1,SUMIFS($D21765:$D21788,N21765:N21788,ID_O),\".\")","v":"."},{"$f":"IF($C21765=1,SUMIFS($D21765:$D21788,O21765:O21788,ID_O),\".\")","v":"."}]
[12,4,18,{"$f":"INDEX(Assump!$C$30:$N$30,$A21766)*INDEX(Assump!$C$56:$FN$56,($B21766-1)*Hrs_in_dy+$C21766)","v":0.80083516575099611},{"$f":"INDEX(ePrice!$F21767:$K21767,P_Off)*EPrice_Fac","v":59.983970790317166},15.55141824553718,null,{"$f":"SUM($F21766:$G21766)","v":15.55141824553718},13.478988304093566,1.7448509999999999,{"$f":"SUM(E21766,H21766)/COP_Elec","v":76.29837276348924},{"$f":"SUM(I21766:J21766)*GJ_MWh/COP_Other","v":73.074428659649115},"G","E","E","|",".",".","."]
[12,4,19,{"$f":"INDEX(Assump!$C$30:$N$30,$A21767)*INDEX(Assump!$C$56:$FN$56,($B21767-1)*Hrs_in_dy+$C21767)","v":0.80083516575099611},{"$f":"INDEX(ePrice!$F21768:$K21768,P_Off)*EPrice_Fac","v":60.937374805355759},15.55141824553718,null,15.55141824553718,13.478988304093566,1.7448509999999999,77.261407122114079,73.074428659649115,"G","E","E","|",".",".","."]
[12,4,20,{"$f":"INDEX(Assump!$C$30:$N$30,$A21768)*INDEX(Assump!$C$56:$FN$56,($B21768-1)*Hrs_in_dy+$C21768)","v":0.80083516575099611},{"$f":"INDEX(ePrice!$F21769:$K21769,P_Off)*EPrice_Fac","v":70.069004170173372},15.55141824553718,null,15.55141824553718,13.478988304093566,1.7448509999999999,86.485275167384401,73.074428659649115,"G","E","E","|",".",".","."]
[12,4,21,{"$f":"INDEX(Assump!$C$30:$N$30,$A21769)*INDEX(Assump!$C$56:$FN$56,($B21769-1)*Hrs_in_dy+$C21769)","v":0.80083516575099611},{"$f":"INDEX(ePrice!$F21770:$K21770,P_Off)*EPrice_Fac","v":71.270045591715487},15.55141824553718,null,15.55141824553718,13.478988304093566,1.7448509999999999,87.698448320457231,73.074428659649115,"G","E","E","|",".",".","."]
[12,4,22,{"$f":"INDEX(Assump!$C$30:$N$30,$A21770)*INDEX(Assump!$C$56:$FN$56,($B21770-1)*Hrs_in_dy+$C21770)","v":0.80083516575099611},{"$f":"INDEX(ePrice!$F21771:$K21771,P_Off)*EPrice_Fac","v":65.531048695996205},15.55141824553718,null,15.55141824553718,13.478988304093566,1.7448509999999999,81.901481759124636,73.074428659649115,"G","E","E","|",".",".","."]
[12,4,23,{"$f":"INDEX(Assump!$C$30:$N$30,$A21771)*INDEX(Assump!$C$56:$FN$56,($B21771-1)*Hrs_in_dy+$C21771)","v":0.80083516575099611},{"$f":"INDEX(ePrice!$F21772:$K21772,P_Off)*EPrice_Fac","v":59.686805902512937},15.55141824553718,null,15.55141824553718,13.478988304093566,1.7448509999999999,75.998206210151636,73.074428659649115,"G","E","E","|",".",".","."]
[12,4,24,{"$f":"INDEX(Assump!$C$30:$N$30,$A21772)*INDEX(Assump!$C$56:$FN$56,($B21772-1)*Hrs_in_dy+$C21772)","v":0.80083516575099611},{"$f":"INDEX(ePrice!$F21773:$K21773,P_Off)*EPrice_Fac","v":45.881020489941228},15.55141824553718,null,15.55141824553718,13.478988304093566,1.7448509999999999,62.05296841967516,73.074428659649115,"E","E","E","|",".",".","."]
[12,5,1,{"$f":"INDEX(Assump!$C$30:$N$30,$A21773)*INDEX(Assump!$C$56:$FN$56,($B21773-1)*Hrs_in_dy+$C21773)","v":0.80083516575099611},{"$f":"INDEX(ePrice!$F21774:$K21774,P_Off)*EPrice_Fac","v":30.713229341600112},15.55141824553718,null,15.55141824553718,13.478988304093566,1.7448509999999999,46.731967259734638,73.074428659649115,"E","E","E","|",12.813362652015938,0,0]
[12,5,2,{"$f":"INDEX(Assump!$C$30:$N$30,$A21774)*INDEX(Assump!$C$56:$FN$56,($B21774-1)*Hrs_in_dy+$C21774)","v":0.80083516575099611},{"$f":"INDEX(ePrice!$F21775:$K21775,P_Off)*EPrice_Fac","v":16.901252993865814},15.55141824553718,null,15.55141824553718,13.478988304093566,1.7448509999999999,32.780475999396963,73.074428659649115,"E","E","E","|",".",".","."]
[12,5,3,{"$f":"INDEX(Assump!$C$30:$N$30,$A21775)*INDEX(Assump!$C$56:$FN$56,($B21775-1)*Hrs_in_dy+$C21775)","v":0.80083516575099611},{"$f":"INDEX(ePrice!$F21776:$K21776,P_Off)*EPrice_Fac","v":16.207868255655935},15.55141824553718,null,15.55141824553718,13.478988304093566,1.7448509999999999,32.080087374942543,73.074428659649115,"E","E","E","|",".",".","."]
[12,5,4,{"$f":"INDEX(Assump!$C$30:$N$30,$A21776)*INDEX(Assump!$C$56:$FN$56,($B21776-1)*Hrs_in_dy+$C21776)","v":0.80083516575099611},{"$f":"INDEX(ePrice!$F21777:$K21777,P_Off)*EPrice_Fac","v":14.053422819075237},15.55141824553718,null,15.55141824553718,13.478988304093566,1.7448509999999999,29.903879863244864,73.074428659649115,"E","E","E","|",".",".","."]
[12,5,5,{"$f":"INDEX(Assump!$C$30:$N$30,$A21777)*INDEX(Assump!$C$56:$FN$56,($B21777-1)*Hrs_in_dy+$C21777)","v":0.80083516575099611},{"$f":"INDEX(ePrice!$F21778:$K21778,P_Off)*EPrice_Fac","v":21.371108181254506},15.55141824553718,null,15.55141824553718,13.478988304093566,1.7448509999999999,37.295481239183516,73.074428659649115,"E","E","E","|",".",".","."]
[12,5,6,{"$f":"INDEX(Assump!$C$30:$N$30,$A21778)*INDEX(Assump!$C$56:$FN$56,($B21778-1)*Hrs_in_dy+$C21778)","v":0.80083516575099611},{"$f":"INDEX(ePrice!$F21779:$K21779,P_Off)*EPrice_Fac","v":28.880712533474004},15.55141824553718,null,15.55141824553718,13.478988304093566,1.7448509999999999,44.880940180819373,73.074428659649115,"E","E","E","|",".",".","."]
[12,5,7,{"$f":"INDEX(Assump!$C$30:$N$30,$A21779)*INDEX(Assump!$C$56:$FN$56,($B21779-1)*Hrs_in_dy+$C21779)","v":0.80083516575099611},{"$f":"INDEX(ePrice!$F21780:$K21780,P_Off)*EPrice_Fac","v":66.366824942945613},15.55141824553718,null,15.55141824553718,13.478988304093566,1.7448509999999999,82.745700190386657,73.074428659649115,"G","E","E","|",".",".","."]
[12,5,8,{"$f":"INDEX(Assump!$C$30:$N$30,$A21780)*INDEX(Assump!$C$56:$FN$56,($B21780-1)*Hrs_in_dy+$C21780)","v":0.80083516575099611},{"$f":"INDEX(ePrice!$F21781:$K21781,P_Off)*EPrice_Fac","v":71.183372499439244},15.55141824553718,null,15.55141824553718,13.478988304093566,1.7448509999999999,87.61089974240042,73.074428659649115,"G","E","E","|",".",".","."]
[12,5,9,{"$f":"INDEX(Assump!$C$30:$N$30,$A21781)*INDEX(Assump!$C$56:$FN$56,($B21781-1)*Hrs_in_dy+$C21781)","v":0.80083516575099611},{"$f":"INDEX(ePrice!$F21782:$K21782,P_Off)*EPrice_Fac","v":78.47010318580557},15.55141824553718,null,15.55141824553718,13.478988304093566,1.7448509999999999,94.971233769033077,73.074428659649115,"G","E","E","|",".",".","."]
[12,5,10,{"$f":"INDEX(Assump!$C$30:$N$30,$A21782)*INDEX(Assump!$C$56:$FN$56,($B21782-1)*Hrs_in_dy+$C21782)","v":0.80083516575099611},{"$f":"INDEX(ePrice!$F21783:$K21783,P_Off)*EPrice_Fac","v":80.667885168524379},15.55141824553718,null,15.55141824553718,13.478988304093566,1.7448509999999999,97.191215569759152,73.074428659649115,"G","E","E","|",".",".","."]
[12,5,11,{"$f":"INDEX(Assump!$C$30:$N$30,$A21783)*INDEX(Assump!$C$56:$FN$56,($B21783-1)*Hrs_in_dy+$C21783)","v":0.80083516575099611},{"$f":"INDEX(ePrice!$F21784:$K21784,P_Off)*EPrice_Fac","v":70.564278983180429},15.55141824553718,null,15.55141824553718,13.478988304093566,1.7448509999999999,86.985552756280413,73.074428659649115,"G","E","E","|",".",".","."]
[12,5,12,{"$f":"INDEX(Assump!$C$30:$N$30,$A21784)*INDEX(Assump!$C$56:$FN$56,($B21784-1)*Hrs_in_dy+$C21784)","v":0.80083516575099611},{"$f":"INDEX(ePrice!$F21785:$K21785,P_Off)*EPrice_Fac","v":63.871878072422568},15.55141824553718,null,15.55141824553718,13.478988304093566,1.7448509999999999,80.225551836322978,73.074428659649115,"G","E","E","|",".",".","."]
[12,5,13,{"$f":"INDEX(Assump!$C$30:$N$30,$A21785)*INDEX(Assump!$C$56:$FN$56,($B21785-1)*Hrs_in_dy+$C21785)","v":0.80083516575099611},{"$f":"INDEX(ePrice!$F21786:$K21786,P_Off)*EPrice_Fac","v":67.28308334700867},15.55141824553718,null,15.55141824553718,13.478988304093566,1.7448509999999999,83.671213729844297,73.074428659649115,"G","E","E","|",".",".","."]
[12,5,14,{"$f":"INDEX(Assump!$C$30:$N$30,$A21786)*INDEX(Assump!$C$56:$FN$56,($B21786-1)*Hrs_in_dy+$C21786)","v":0.80083516575099611},{"$f":"INDEX(ePrice!$F21787:$K21787,P_Off)*EPrice_Fac","v":67.41309298542302},15.55141824553718,null,15.55141824553718,13.478988304093566,1.7448509999999999,83.8025365969295,73.074428659649115,"G","E","E","|",".",".","."]
[12,5,15,{"$f":"INDEX(Assump!$C$30:$N$30,$A21787)*INDEX(Assump!$C$56:$FN$56,($B21787-1)*Hrs_in_dy+$C21787)","v":0.80083516575099611},{"$f":"INDEX(ePrice!$F21788:$K21788,P_Off)*EPrice_Fac","v":67.12211903278137},15.55141824553718,null,15.55141824553718,13.478988304093566,1.7448509999999999,83.508623513453074,73.074428659649115,"G","E","E","|",".",".","."]
[12,5,16,{"$f":"INDEX(Assump!$C$30:$N$30,$A21788)*INDEX(Assump!$C$56:$FN$56,($B21788-1)*Hrs_in_dy+$C21788)","v":0.80083516575099611},{"$f":"INDEX(ePrice!$F21789:$K21789,P_Off)*EPrice_Fac","v":66.824954144977141},15.55141824553718,null,15.55141824553718,13.478988304093566,1.7448509999999999,83.20845696011547,73.074428659649115,"G","E","E","|",".",".","."]
[12,5,17,{"$f":"INDEX(Assump!$C$30:$N$30,$A21789)*INDEX(Assump!$C$56:$FN$56,($B21789-1)*Hrs_in_dy+$C21789)","v":0.80083516575099611},{"$f":"INDEX(ePrice!$F21790:$K21790,P_Off)*EPrice_Fac","v":62.844182835432925},15.55141824553718,null,15.55141824553718,13.478988304093566,1.7448509999999999,79.187475839363742,73.074428659649115,"G","E","E","|",".",".","."]
[12,5,18,{"$f":"INDEX(Assump!$C$30:$N$30,$A21790)*INDEX(Assump!$C$56:$FN$56,($B21790-1)*Hrs_in_dy+$C21790)","v":0.80083516575099611},{"$f":"INDEX(ePrice!$F21791:$K21791,P_Off)*EPrice_Fac","v":62.862755640920689},15.55141824553718,null,15.55141824553718,13.478988304093566,1.7448509999999999,79.206236248947349,73.074428659649115,"G","E","E","|",".",".","."]
[12,5,19,{"$f":"INDEX(Assump!$C$30:$N$30,$A21791)*INDEX(Assump!$C$56:$FN$56,($B21791-1)*Hrs_in_dy+$C21791)","v":0.80083516575099611},{"$f":"INDEX(ePrice!$F21792:$K21792,P_Off)*EPrice_Fac","v":62.404626438889153},15.55141824553718,null,15.55141824553718,13.478988304093566,1.7448509999999999,78.743479479218522,73.074428659649115,"G","E","E","|",".",".","."]
[12,5,20,{"$f":"INDEX(Assump!$C$30:$N$30,$A21792)*INDEX(Assump!$C$56:$FN$56,($B21792-1)*Hrs_in_dy+$C21792)","v":0.80083516575099611},{"$f":"INDEX(ePrice!$F21793:$K21793,P_Off)*EPrice_Fac","v":60.875465453729888},15.55141824553718,null,15.55141824553718,13.478988304093566,1.7448509999999999,77.198872423502081,73.074428659649115,"G","E","E","|",".",".","."]
[12,5,21,{"$f":"INDEX(Assump!$C$30:$N$30,$A21793)*INDEX(Assump!$C$56:$FN$56,($B21793-1)*Hrs_in_dy+$C21793)","v":0.80083516575099611},{"$f":"INDEX(ePrice!$F21794:$K21794,P_Off)*EPrice_Fac","v":47.434945215750872},15.55141824553718,null,15.55141824553718,13.478988304093566,1.7448509999999999,63.622589354836414,73.074428659649115,"E","E","E","|",".",".","."]
[12,5,22,{"$f":"INDEX(Assump!$C$30:$N$30,$A21794)*INDEX(Assump!$C$56:$FN$56,($B21794-1)*Hrs_in_dy+$C21794)","v":0.80083516575099611},{"$f":"INDEX(ePrice!$F21795:$K21795,P_Off)*EPrice_Fac","v":57.266150253940943},15.55141824553718,null,15.55141824553718,13.478988304093566,1.7448509999999999,73.553099494422355,73.074428659649115,"G","E","E","|",".",".","."]
[12,5,23,{"$f":"INDEX(Assump!$C$30:$N$30,$A21795)*INDEX(Assump!$C$56:$FN$56,($B21795-1)*Hrs_in_dy+$C21795)","v":0.80083516575099611},{"$f":"INDEX(ePrice!$F21796:$K21796,P_Off)*EPrice_Fac","v":59.612514680561873},15.55141824553718,null,15.55141824553718,13.478988304093566,1.7448509999999999,75.923164571817225,73.074428659649115,"G","E","E","|",".",".","."]
[12,5,24,{"$f":"INDEX(Assump!$C$30:$N$30,$A21796)*INDEX(Assump!$C$56:$FN$56,($B21796-1)*Hrs_in_dy+$C21796)","v":0.80083516575099611},{"$f":"INDEX(ePrice!$F21797:$K21797,P_Off)*EPrice_Fac","v":42.513151761493241},15.55141824553718,null,15.55141824553718,13.478988304093566,1.7448509999999999,58.65108081518224,73.074428659649115,"E","E","E","|",".",".","."]
[1,1,1,{"$f":"INDEX(Assump!$C$30:$N$30,$A21797)*INDEX(Assump!$C$56:$FN$56,($B21797-1)*Hrs_in_dy+$C21797)","v":0.64047833533817744},{"$f":"INDEX(ePrice!$F21798:$K21798,P_Off)*EPrice_Fac","v":32.96672974078222},15.55141824553718,null,15.55141824553718,13.478988304093566,1.7448509999999999,49.008230289211511,73.074428659649115,"E","E","E","|",7.0452616887199522,0,0]
[1,1,2,{"$f":"INDEX(Assump!$C$30:$N$30,$A21798)*INDEX(Assump!$C$56:$FN$56,($B21798-1)*Hrs_in_dy+$C21798)","v":0.64047833533817744},{"$f":"INDEX(ePrice!$F21799:$K21799,P_Off)*EPrice_Fac","v":21.17918919121427},15.55141824553718,null,15.55141824553718,13.478988304093566,1.7448509999999999,37.101623673486309,73.074428659649115,"E","E","E","|",".",".","."]
[1,1,3,{"$f":"INDEX(Assump!$C$30:$N$30,$A21799)*INDEX(Assump!$C$56:$FN$56,($B21799-1)*Hrs_in_dy+$C21799)","v":0.64047833533817744},{"$f":"INDEX(ePrice!$F21800:$K21800,P_Off)*EPrice_Fac","v":13.230028442451005},15.55141824553718,null,15.55141824553718,13.478988304093566,1.7448509999999999,29.072168371705239,73.074428659649115,"E","E","E","|",".",".","."]
[1,1,4,{"$f":"INDEX(Assump!$C$30:$N$30,$A21800)*INDEX(Assump!$C$56:$FN$56,($B21800-1)*Hrs_in_dy+$C21800)","v":0.64047833533817744},{"$f":"INDEX(ePrice!$F21801:$K21801,P_Off)*EPrice_Fac","v":13.966749726799003},15.55141824553718,null,15.55141824553718,13.478988304093566,1.7448509999999999,29.816331285188063,73.074428659649115,"E","E","E","|",".",".","."]
[1,1,5,{"$f":"INDEX(Assump!$C$30:$N$30,$A21801)*INDEX(Assump!$C$56:$FN$56,($B21801-1)*Hrs_in_dy+$C21801)","v":0.64047833533817744},{"$f":"INDEX(ePrice!$F21802:$K21802,P_Off)*EPrice_Fac","v":16.765052420288875},15.55141824553718,null,15.55141824553718,13.478988304093566,1.7448509999999999,32.64289966245056,73.074428659649115,"E","E","E","|",".",".","."]
[1,1,6,{"$f":"INDEX(Assump!$C$30:$N$30,$A21802)*INDEX(Assump!$C$56:$FN$56,($B21802-1)*Hrs_in_dy+$C21802)","v":0.64047833533817744},{"$f":"INDEX(ePrice!$F21803:$K21803,P_Off)*EPrice_Fac","v":26.138128256447423},15.55141824553718,null,15.55141824553718,13.478988304093566,1.7448509999999999,42.110653032307681,73.074428659649115,"E","E","E","|",".",".","."]
[1,1,7,{"$f":"INDEX(Assump!$C$30:$N$30,$A21803)*INDEX(Assump!$C$56:$FN$56,($B21803-1)*Hrs_in_dy+$C21803)","v":0.64047833533817744},{"$f":"INDEX(ePrice!$F21804:$K21804,P_Off)*EPrice_Fac","v":43.398455489743355},15.55141824553718,null,15.55141824553718,13.478988304093566,1.7448509999999999,59.545327005333874,73.074428659649115,"E","E","E","|",".",".","."]
[1,1,8,{"$f":"INDEX(Assump!$C$30:$N$30,$A21804)*INDEX(Assump!$C$56:$FN$56,($B21804-1)*Hrs_in_dy+$C21804)","v":0.64047833533817744},{"$f":"INDEX(ePrice!$F21805:$K21805,P_Off)*EPrice_Fac","v":65.852977324450805},15.55141824553718,null,15.55141824553718,13.478988304093566,1.7448509999999999,82.226662191907053,73.074428659649115,"G","E","E","|",".",".","."]
[1,1,9,{"$f":"INDEX(Assump!$C$30:$N$30,$A21805)*INDEX(Assump!$C$56:$FN$56,($B21805-1)*Hrs_in_dy+$C21805)","v":0.64047833533817744},{"$f":"INDEX(ePrice!$F21806:$K21806,P_Off)*EPrice_Fac","v":67.598821040300678},15.55141824553718,null,15.55141824553718,13.478988304093566,1.7448509999999999,83.990140692765507,73.074428659649115,"G","E","E","|",".",".","."]
[1,1,10,{"$f":"INDEX(Assump!$C$30:$N$30,$A21806)*INDEX(Assump!$C$56:$FN$56,($B21806-1)*Hrs_in_dy+$C21806)","v":0.64047833533817744},{"$f":"INDEX(ePrice!$F21807:$K21807,P_Off)*EPrice_Fac","v":63.939978359211032},15.55141824553718,null,15.55141824553718,13.478988304093566,1.7448509999999999,80.294340004796183,73.074428659649115,"G","E","E","|",".",".","."]
[1,1,11,{"$f":"INDEX(Assump!$C$30:$N$30,$A21807)*INDEX(Assump!$C$56:$FN$56,($B21807-1)*Hrs_in_dy+$C21807)","v":0.64047833533817744},{"$f":"INDEX(ePrice!$F21808:$K21808,P_Off)*EPrice_Fac","v":56.591338321218835},15.55141824553718,null,15.55141824553718,13.478988304093566,1.7448509999999999,72.871471279551542,73.074428659649115,"E","E","E","|",".",".","."]
[1,1,12,{"$f":"INDEX(Assump!$C$30:$N$30,$A21808)*INDEX(Assump!$C$56:$FN$56,($B21808-1)*Hrs_in_dy+$C21808)","v":0.64047833533817744},{"$f":"INDEX(ePrice!$F21809:$K21809,P_Off)*EPrice_Fac","v":61.228348757997402},15.55141824553718,null,15.55141824553718,13.478988304093566,1.7448509999999999,77.55532020559049,73.074428659649115,"G","E","E","|",".",".","."]
[1,1,13,{"$f":"INDEX(Assump!$C$30:$N$30,$A21809)*INDEX(Assump!$C$56:$FN$56,($B21809-1)*Hrs_in_dy+$C21809)","v":0.64047833533817744},{"$f":"INDEX(ePrice!$F21810:$K21810,P_Off)*EPrice_Fac","v":61.636950478728231},15.55141824553718,null,15.55141824553718,13.478988304093566,1.7448509999999999,77.968049216429719,73.074428659649115,"G","E","E","|",".",".","."]
[1,1,14,{"$f":"INDEX(Assump!$C$30:$N$30,$A21810)*INDEX(Assump!$C$56:$FN$56,($B21810-1)*Hrs_in_dy+$C21810)","v":0.64047833533817744},{"$f":"INDEX(ePrice!$F21811:$K21811,P_Off)*EPrice_Fac","v":61.265494368972931},15.55141824553718,null,15.55141824553718,13.478988304093566,1.7448509999999999,77.592841024757689,73.074428659649115,"G","E","E","|",".",".","."]
[1,1,15,{"$f":"INDEX(Assump!$C$30:$N$30,$A21811)*INDEX(Assump!$C$56:$FN$56,($B21811-1)*Hrs_in_dy+$C21811)","v":0.64047833533817744},{"$f":"INDEX(ePrice!$F21812:$K21812,P_Off)*EPrice_Fac","v":61.284067174460702},15.55141824553718,null,15.55141824553718,13.478988304093566,1.7448509999999999,77.611601434341296,73.074428659649115,"G","E","E","|",".",".","."]
[1,1,16,{"$f":"INDEX(Assump!$C$30:$N$30,$A21812)*INDEX(Assump!$C$56:$FN$56,($B21812-1)*Hrs_in_dy+$C21812)","v":0.64047833533817744},{"$f":"INDEX(ePrice!$F21813:$K21813,P_Off)*EPrice_Fac","v":61.308830915111052},15.55141824553718,null,15.55141824553718,13.478988304093566,1.7448509999999999,77.636615313786095,73.074428659649115,"G","E","E","|",".",".","."]
[1,1,17,{"$f":"INDEX(Assump!$C$30:$N$30,$A21813)*INDEX(Assump!$C$56:$FN$56,($B21813-1)*Hrs_in_dy+$C21813)","v":0.64047833533817744},{"$f":"INDEX(ePrice!$F21814:$K21814,P_Off)*EPrice_Fac","v":55.860807972033427},15.55141824553718,null,15.55141824553718,13.478988304093566,1.7448509999999999,72.13356183592991,73.074428659649115,"E","E","E","|",".",".","."]
[1,1,18,{"$f":"INDEX(Assump!$C$30:$N$30,$A21814)*INDEX(Assump!$C$56:$FN$56,($B21814-1)*Hrs_in_dy+$C21814)","v":0.64047833533817744},{"$f":"INDEX(ePrice!$F21815:$K21815,P_Off)*EPrice_Fac","v":52.808676936877433},15.55141824553718,null,15.55141824553718,13.478988304093566,1.7448509999999999,69.050601194358194,73.074428659649115,"E","E","E","|",".",".","."]
[1,1,19,{"$f":"INDEX(Assump!$C$30:$N$30,$A21815)*INDEX(Assump!$C$56:$FN$56,($B21815-1)*Hrs_in_dy+$C21815)","v":0.64047833533817744},{"$f":"INDEX(ePrice!$F21816:$K21816,P_Off)*EPrice_Fac","v":49.942273956599095},15.55141824553718,null,15.55141824553718,13.478988304093566,1.7448509999999999,66.155244648622499,73.074428659649115,"E","E","E","|",".",".","."]
[1,1,20,{"$f":"INDEX(Assump!$C$30:$N$30,$A21816)*INDEX(Assump!$C$56:$FN$56,($B21816-1)*Hrs_in_dy+$C21816)","v":0.64047833533817744},{"$f":"INDEX(ePrice!$F21817:$K21817,P_Off)*EPrice_Fac","v":49.849409929160274},15.55141824553718,null,15.55141824553718,13.478988304093566,1.7448509999999999,66.061442600704495,73.074428659649115,"E","E","E","|",".",".","."]
[1,1,21,{"$f":"INDEX(Assump!$C$30:$N$30,$A21817)*INDEX(Assump!$C$56:$FN$56,($B21817-1)*Hrs_in_dy+$C21817)","v":0.64047833533817744},{"$f":"INDEX(ePrice!$F21818:$K21818,P_Off)*EPrice_Fac","v":58.826265914913172},15.55141824553718,null,15.55141824553718,13.478988304093566,1.7448509999999999,75.128973899444802,73.074428659649115,"G","E","E","|",".",".","."]
[1,1,22,{"$f":"INDEX(Assump!$C$30:$N$30,$A21818)*INDEX(Assump!$C$56:$FN$56,($B21818-1)*Hrs_in_dy+$C21818)","v":0.64047833533817744},{"$f":"INDEX(ePrice!$F21819:$K21819,P_Off)*EPrice_Fac","v":59.69299683767553},15.55141824553718,null,15.55141824553718,13.478988304093566,1.7448509999999999,76.004459680012843,73.074428659649115,"G","E","E","|",".",".","."]
[1,1,23,{"$f":"INDEX(Assump!$C$30:$N$30,$A21819)*INDEX(Assump!$C$56:$FN$56,($B21819-1)*Hrs_in_dy+$C21819)","v":0.64047833533817744},{"$f":"INDEX(ePrice!$F21820:$K21820,P_Off)*EPrice_Fac","v":57.724279455972479},15.55141824553718,null,15.55141824553718,13.478988304093566,1.7448509999999999,74.015856264151168,73.074428659649115,"G","E","E","|",".",".","."]
[1,1,24,{"$f":"INDEX(Assump!$C$30:$N$30,$A21820)*INDEX(Assump!$C$56:$FN$56,($B21820-1)*Hrs_in_dy+$C21820)","v":0.64047833533817744},{"$f":"INDEX(ePrice!$F21821:$K21821,P_Off)*EPrice_Fac","v":54.975504243783313},15.55141824553718,null,15.55141824553718,13.478988304093566,1.7448509999999999,71.239315645778277,73.074428659649115,"E","E","E","|",".",".","."]
[1,2,1,{"$f":"INDEX(Assump!$C$30:$N$30,$A21821)*INDEX(Assump!$C$56:$FN$56,($B21821-1)*Hrs_in_dy+$C21821)","v":0.64047833533817744},{"$f":"INDEX(ePrice!$F21822:$K21822,P_Off)*EPrice_Fac","v":55.185996039311313},15.55141824553718,null,15.55141824553718,13.478988304093566,1.7448509999999999,71.451933621059084,73.074428659649115,"E","E","E","|",3.2023916766908873,0,0]
[1,2,2,{"$f":"INDEX(Assump!$C$30:$N$30,$A21822)*INDEX(Assump!$C$56:$FN$56,($B21822-1)*Hrs_in_dy+$C21822)","v":0.64047833533817744},{"$f":"INDEX(ePrice!$F21823:$K21823,P_Off)*EPrice_Fac","v":42.513151761493241},15.55141824553718,null,15.55141824553718,13.478988304093566,1.7448509999999999,58.65108081518224,73.074428659649115,"E","E","E","|",".",".","."]
[1,2,3,{"$f":"INDEX(Assump!$C$30:$N$30,$A21823)*INDEX(Assump!$C$56:$FN$56,($B21823-1)*Hrs_in_dy+$C21823)","v":0.64047833533817744},{"$f":"INDEX(ePrice!$F21824:$K21824,P_Off)*EPrice_Fac","v":24.831840937141312},15.55141824553718,null,15.55141824553718,13.478988304093566,1.7448509999999999,40.79117089159444,73.074428659649115,"E","E","E","|",".",".","."]
[1,2,4,{"$f":"INDEX(Assump!$C$30:$N$30,$A21824)*INDEX(Assump!$C$56:$FN$56,($B21824-1)*Hrs_in_dy+$C21824)","v":0.64047833533817744},{"$f":"INDEX(ePrice!$F21825:$K21825,P_Off)*EPrice_Fac","v":13.118591609524419},15.55141824553718,null,15.55141824553718,13.478988304093566,1.7448509999999999,28.959605914203639,73.074428659649115,"E","E","E","|",".",".","."]
[1,2,5,{"$f":"INDEX(Assump!$C$30:$N$30,$A21825)*INDEX(Assump!$C$56:$FN$56,($B21825-1)*Hrs_in_dy+$C21825)","v":0.64047833533817744},{"$f":"INDEX(ePrice!$F21826:$K21826,P_Off)*EPrice_Fac","v":13.062873193061124},15.55141824553718,null,15.55141824553718,13.478988304093566,1.7448509999999999,28.903324685452834,73.074428659649115,"E","E","E","|",".",".","."]
[1,2,6,{"$f":"INDEX(Assump!$C$30:$N$30,$A21826)*INDEX(Assump!$C$56:$FN$56,($B21826-1)*Hrs_in_dy+$C21826)","v":0.64047833533817744},{"$f":"INDEX(ePrice!$F21827:$K21827,P_Off)*EPrice_Fac","v":22.256411909504621},15.55141824553718,null,15.55141824553718,13.478988304093566,1.7448509999999999,38.18972742933515,73.074428659649115,"E","E","E","|",".",".","."]
[1,2,7,{"$f":"INDEX(Assump!$C$30:$N$30,$A21827)*INDEX(Assump!$C$56:$FN$56,($B21827-1)*Hrs_in_dy+$C21827)","v":0.64047833533817744},{"$f":"INDEX(ePrice!$F21828:$K21828,P_Off)*EPrice_Fac","v":50.381830353142853},15.55141824553718,null,15.55141824553718,13.478988304093566,1.7448509999999999,66.59924100876772,73.074428659649115,"E","E","E","|",".",".","."]
[1,2,8,{"$f":"INDEX(Assump!$C$30:$N$30,$A21828)*INDEX(Assump!$C$56:$FN$56,($B21828-1)*Hrs_in_dy+$C21828)","v":0.64047833533817744},{"$f":"INDEX(ePrice!$F21829:$K21829,P_Off)*EPrice_Fac","v":54.511184106589191},15.55141824553718,null,15.55141824553718,13.478988304093566,1.7448509999999999,70.770305406188257,73.074428659649115,"E","E","E","|",".",".","."]
[1,2,9,{"$f":"INDEX(Assump!$C$30:$N$30,$A21829)*INDEX(Assump!$C$56:$FN$56,($B21829-1)*Hrs_in_dy+$C21829)","v":0.64047833533817744},{"$f":"INDEX(ePrice!$F21830:$K21830,P_Off)*EPrice_Fac","v":53.625880378339076},{"$f":"Nwk_Elec_Var","v":15.55141824553718},null,15.55141824553718,{"$f":"IF(Other_fuel=\"Gas\",\nCHOOSE(Gas_price_option,Other_fuel_price_wholesale_flex,Gas_elec_m*$E21829+Gas_elec_c),\nOther_fuel_price_wholesale_flex)","v":13.478988304093566},{"$f":"IF(Other_fuel=\"Gas\",Nwk_Gas_Var,0)","v":1.7448509999999999},69.876059216036623,73.074428659649115,{"$f":"IF(K21829<L21829,ID_E,ID_O)","v":"E"},{"$f":"IF($C21829=1,IF(SUM($D21829:$D21852)=0,\".\",IF(SUMPRODUCT($K21829:$K21852,$D21829:$D21852)<SUMPRODUCT($L21829:$L21852,$D21829:$D21852),ID_E,ID_O)),N21828)","v":"E"},{"$f":"IF(SUM($B21829:$C21829)=2,IF(SUMPRODUCT($K21829:$K21996,$D21829:$D21996)<SUMPRODUCT($L21829:$L21996,$D21829:$D21996),ID_E,ID_O),O21828)","v":"E"},"|",{"$f":"IF($C21829=1,SUMIFS($D21829:$D21852,M21829:M21852,ID_O),\".\")","v":"."},{"$f":"IF($C21829=1,SUMIFS($D21829:$D21852,N21829:N21852,ID_O),\".\")","v":"."},{"$f":"IF($C21829=1,SUMIFS($D21829:$D21852,O21829:O21852,ID_O),\".\")","v":"."}]
[1,2,10,{"$f":"INDEX(Assump!$C$30:$N$30,$A21830)*INDEX(Assump!$C$56:$FN$56,($B21830-1)*Hrs_in_dy+$C21830)","v":0.64047833533817744},{"$f":"INDEX(ePrice!$F21831:$K21831,P_Off)*EPrice_Fac","v":54.795967124068241},15.55141824553718,null,{"$f":"SUM($F21830:$G21830)","v":15.55141824553718},13.478988304093566,1.7448509999999999,{"$f":"SUM(E21830,H21830)/COP_Elec","v":71.057965019803461},{"$f":"SUM(I21830:J21830)*GJ_MWh/COP_Other","v":73.074428659649115},"E","E","E","|",".",".","."]
[1,2,11,{"$f":"INDEX(Assump!$C$30:$N$30,$A21831)*INDEX(Assump!$C$56:$FN$56,($B21831-1)*Hrs_in_dy+$C21831)","v":0.64047833533817744},{"$f":"INDEX(ePrice!$F21832:$K21832,P_Off)*EPrice_Fac","v":57.179477161664707},15.55141824553718,null,15.55141824553718,13.478988304093566,1.7448509999999999,73.465550916365544,73.074428659649115,"G","E","E","|",".",".","."]
[1,2,12,{"$f":"INDEX(Assump!$C$30:$N$30,$A21832)*INDEX(Assump!$C$56:$FN$56,($B21832-1)*Hrs_in_dy+$C21832)","v":0.64047833533817744},{"$f":"INDEX(ePrice!$F21833:$K21833,P_Off)*EPrice_Fac","v":56.052726962073656},15.55141824553718,null,15.55141824553718,13.478988304093566,1.7448509999999999,72.327419401627111,73.074428659649115,"E","E","E","|",".",".","."]
[1,2,13,{"$f":"INDEX(Assump!$C$30:$N$30,$A21833)*INDEX(Assump!$C$56:$FN$56,($B21833-1)*Hrs_in_dy+$C21833)","v":0.64047833533817744},{"$f":"INDEX(ePrice!$F21834:$K21834,P_Off)*EPrice_Fac","v":56.671820478332471},15.55141824553718,null,15.55141824553718,13.478988304093566,1.7448509999999999,72.952766387747133,73.074428659649115,"E","E","E","|",".",".","."]
[1,2,14,{"$f":"INDEX(Assump!$C$30:$N$30,$A21834)*INDEX(Assump!$C$56:$FN$56,($B21834-1)*Hrs_in_dy+$C21834)","v":0.64047833533817744},{"$f":"INDEX(ePrice!$F21835:$K21835,P_Off)*EPrice_Fac","v":54.73405777244237},15.55141824553718,null,15.55141824553718,13.478988304093566,1.7448509999999999,70.995430321191463,73.074428659649115,"E","E","E","|",".",".","."]
[1,2,15,{"$f":"INDEX(Assump!$C$30:$N$30,$A21835)*INDEX(Assump!$C$56:$FN$56,($B21835-1)*Hrs_in_dy+$C21835)","v":0.64047833533817744},{"$f":"INDEX(ePrice!$F21836:$K21836,P_Off)*EPrice_Fac","v":53.502061675087305},15.55141824553718,null,15.55141824553718,13.478988304093566,1.7448509999999999,69.750989818812613,73.074428659649115,"E","E","E","|",".",".","."]
[1,2,16,{"$f":"INDEX(Assump!$C$30:$N$30,$A21836)*INDEX(Assump!$C$56:$FN$56,($B21836-1)*Hrs_in_dy+$C21836)","v":0.64047833533817744},{"$f":"INDEX(ePrice!$F21837:$K21837,P_Off)*EPrice_Fac","v":53.898281525492962},15.55141824553718,null,15.55141824553718,13.478988304093566,1.7448509999999999,70.151211889929428,73.074428659649115,"E","E","E","|",".",".","."]
[1,2,17,{"$f":"INDEX(Assump!$C$30:$N$30,$A21837)*INDEX(Assump!$C$56:$FN$56,($B21837-1)*Hrs_in_dy+$C21837)","v":0.64047833533817744},{"$f":"INDEX(ePrice!$F21838:$K21838,P_Off)*EPrice_Fac","v":53.885899655167783},15.55141824553718,null,15.55141824553718,13.478988304093566,1.7448509999999999,70.138704950207043,73.074428659649115,"E","E","E","|",".",".","."]
[1,2,18,{"$f":"INDEX(Assump!$C$30:$N$30,$A21838)*INDEX(Assump!$C$56:$FN$56,($B21838-1)*Hrs_in_dy+$C21838)","v":0.64047833533817744},{"$f":"INDEX(ePrice!$F21839:$K21839,P_Off)*EPrice_Fac","v":54.573093458215084},15.55141824553718,null,15.55141824553718,13.478988304093566,1.7448509999999999,70.832840104800269,73.074428659649115,"E","E","E","|",".",".","."]
[1,2,19,{"$f":"INDEX(Assump!$C$30:$N$30,$A21839)*INDEX(Assump!$C$56:$FN$56,($B21839-1)*Hrs_in_dy+$C21839)","v":0.64047833533817744},{"$f":"INDEX(ePrice!$F21840:$K21840,P_Off)*EPrice_Fac","v":57.557124206582593},15.55141824553718,null,15.55141824553718,13.478988304093566,1.7448509999999999,73.847012577898766,73.074428659649115,"G","E","E","|",".",".","."]
[1,2,20,{"$f":"INDEX(Assump!$C$30:$N$30,$A21840)*INDEX(Assump!$C$56:$FN$56,($B21840-1)*Hrs_in_dy+$C21840)","v":0.64047833533817744},{"$f":"INDEX(ePrice!$F21841:$K21841,P_Off)*EPrice_Fac","v":57.63141542853365},15.55141824553718,null,15.55141824553718,13.478988304093566,1.7448509999999999,73.922054216233164,73.074428659649115,"G","E","E","|",".",".","."]
[1,2,21,{"$f":"INDEX(Assump!$C$30:$N$30,$A21841)*INDEX(Assump!$C$56:$FN$56,($B21841-1)*Hrs_in_dy+$C21841)","v":0.64047833533817744},{"$f":"INDEX(ePrice!$F21842:$K21842,P_Off)*EPrice_Fac","v":58.170026787678836},15.55141824553718,null,15.55141824553718,13.478988304093566,1.7448509999999999,74.466106094157595,73.074428659649115,"G","E","E","|",".",".","."]
[1,2,22,{"$f":"INDEX(Assump!$C$30:$N$30,$A21842)*INDEX(Assump!$C$56:$FN$56,($B21842-1)*Hrs_in_dy+$C21842)","v":0.64047833533817744},{"$f":"INDEX(ePrice!$F21843:$K21843,P_Off)*EPrice_Fac","v":56.504665228942606},15.55141824553718,null,15.55141824553718,13.478988304093566,1.7448509999999999,72.783922701494745,73.074428659649115,"E","E","E","|",".",".","."]
[1,2,23,{"$f":"INDEX(Assump!$C$30:$N$30,$A21843)*INDEX(Assump!$C$56:$FN$56,($B21843-1)*Hrs_in_dy+$C21843)","v":0.64047833533817744},{"$f":"INDEX(ePrice!$F21844:$K21844,P_Off)*EPrice_Fac","v":57.668561039509186},15.55141824553718,null,15.55141824553718,13.478988304093566,1.7448509999999999,73.959575035400363,73.074428659649115,"G","E","E","|",".",".","."]
[1,2,24,{"$f":"INDEX(Assump!$C$30:$N$30,$A21844)*INDEX(Assump!$C$56:$FN$56,($B21844-1)*Hrs_in_dy+$C21844)","v":0.64047833533817744},{"$f":"INDEX(ePrice!$F21845:$K21845,P_Off)*EPrice_Fac","v":53.266806138908962},15.55141824553718,null,15.55141824553718,13.478988304093566,1.7448509999999999,69.513357964087007,73.074428659649115,"E","E","E","|",".",".","."]
[12,1,1,{"$f":"INDEX(Assump!$C$30:$N$30,$A21845)*INDEX(Assump!$C$56:$FN$56,($B21845-1)*Hrs_in_dy+$C21845)","v":0.80083516575099611},{"$f":"INDEX(ePrice!$F21846:$K21846,P_Off)*EPrice_Fac","v":45.351592723793885},15.55141824553718,null,15.55141824553718,13.478988304093566,1.7448509999999999,61.518192898314204,73.074428659649115,"E","G","E","|",17.618373646521913,19.220043978023906,0]
[12,1,2,{"$f":"INDEX(Assump!$C$30:$N$30,$A21846)*INDEX(Assump!$C$56:$FN$56,($B21846-1)*Hrs_in_dy+$C21846)","v":0.80083516575099611},{"$f":"INDEX(ePrice!$F21847:$K21847,P_Off)*EPrice_Fac","v":63.236502770639817},15.55141824553718,null,15.55141824553718,13.478988304093566,1.7448509999999999,79.583758602198984,73.074428659649115,"G","G","E","|",".",".","."]
[12,1,3,{"$f":"INDEX(Assump!$C$30:$N$30,$A21847)*INDEX(Assump!$C$56:$FN$56,($B21847-1)*Hrs_in_dy+$C21847)","v":0.80083516575099611},{"$f":"INDEX(ePrice!$F21848:$K21848,P_Off)*EPrice_Fac","v":62.996758668135186},15.55141824553718,null,15.55141824553718,13.478988304093566,1.7448509999999999,79.341592842093291,73.074428659649115,"G","G","E","|",".",".","."]
[12,1,4,{"$f":"INDEX(Assump!$C$30:$N$30,$A21848)*INDEX(Assump!$C$56:$FN$56,($B21848-1)*Hrs_in_dy+$C21848)","v":0.80083516575099611},{"$f":"INDEX(ePrice!$F21849:$K21849,P_Off)*EPrice_Fac","v":64.459197693413472},15.55141824553718,null,15.55141824553718,13.478988304093566,1.7448509999999999,80.818803978738032,73.074428659649115,"G","G","E","|",".",".","."]
[12,1,5,{"$f":"INDEX(Assump!$C$30:$N$30,$A21849)*INDEX(Assump!$C$56:$FN$56,($B21849-1)*Hrs_in_dy+$C21849)","v":0.80083516575099611},{"$f":"INDEX(ePrice!$F21850:$K21850,P_Off)*EPrice_Fac","v":64.49915504383091},15.55141824553718,null,15.55141824553718,13.478988304093566,1.7448509999999999,80.85916493875564,73.074428659649115,"G","G","E","|",".",".","."]
[12,1,6,{"$f":"INDEX(Assump!$C$30:$N$30,$A21850)*INDEX(Assump!$C$56:$FN$56,($B21850-1)*Hrs_in_dy+$C21850)","v":0.80083516575099611},{"$f":"INDEX(ePrice!$F21851:$K21851,P_Off)*EPrice_Fac","v":65.082532359925523},15.55141824553718,null,15.55141824553718,13.478988304093566,1.7448509999999999,81.448434955012829,73.074428659649115,"G","G","E","|",".",".","."]
[12,1,7,{"$f":"INDEX(Assump!$C$30:$N$30,$A21851)*INDEX(Assump!$C$56:$FN$56,($B21851-1)*Hrs_in_dy+$C21851)","v":0.80083516575099611},{"$f":"INDEX(ePrice!$F21852:$K21852,P_Off)*EPrice_Fac","v":65.02659206934112},15.55141824553718,null,15.55141824553718,13.478988304093566,1.7448509999999999,81.391929610988186,73.074428659649115,"G","G","E","|",".",".","."]
[12,1,8,{"$f":"INDEX(Assump!$C$30:$N$30,$A21852)*INDEX(Assump!$C$56:$FN$56,($B21852-1)*Hrs_in_dy+$C21852)","v":0.80083516575099611},{"$f":"INDEX(ePrice!$F21853:$K21853,P_Off)*EPrice_Fac","v":49.499165697124113},15.55141824553718,null,15.55141824553718,13.478988304093566,1.7448509999999999,65.707660548142712,73.074428659649115,"E","G","E","|",".",".","."]
[12,1,9,{"$f":"INDEX(Assump!$C$30:$N$30,$A21853)*INDEX(Assump!$C$56:$FN$56,($B21853-1)*Hrs_in_dy+$C21853)","v":0.80083516575099611},{"$f":"INDEX(ePrice!$F21854:$K21854,P_Off)*EPrice_Fac","v":67.136340171381917},15.55141824553718,null,15.55141824553718,13.478988304093566,1.7448509999999999,83.522988299918282,73.074428659649115,"G","G","E","|",".",".","."]
[12,1,10,{"$f":"INDEX(Assump!$C$30:$N$30,$A21854)*INDEX(Assump!$C$56:$FN$56,($B21854-1)*Hrs_in_dy+$C21854)","v":0.80083516575099611},{"$f":"INDEX(ePrice!$F21855:$K21855,P_Off)*EPrice_Fac","v":74.144859434600818},15.55141824553718,null,15.55141824553718,13.478988304093566,1.7448509999999999,90.602300687008082,73.074428659649115,"G","G","E","|",".",".","."]
[12,1,11,{"$f":"INDEX(Assump!$C$30:$N$30,$A21855)*INDEX(Assump!$C$56:$FN$56,($B21855-1)*Hrs_in_dy+$C21855)","v":0.80083516575099611},{"$f":"INDEX(ePrice!$F21856:$K21856,P_Off)*EPrice_Fac","v":72.354770135899514},15.55141824553718,null,15.55141824553718,13.478988304093566,1.7448509999999999,88.79412967821888,73.074428659649115,"G","G","E","|",".",".","."]
[12,1,12,{"$f":"INDEX(Assump!$C$30:$N$30,$A21856)*INDEX(Assump!$C$56:$FN$56,($B21856-1)*Hrs_in_dy+$C21856)","v":0.80083516575099611},{"$f":"INDEX(ePrice!$F21857:$K21857,P_Off)*EPrice_Fac","v":76.310547827226046},15.55141824553718,null,15.55141824553718,13.478988304093566,1.7448509999999999,92.78986471996285,73.074428659649115,"G","G","E","|",".",".","."]
[12,1,13,{"$f":"INDEX(Assump!$C$30:$N$30,$A21857)*INDEX(Assump!$C$56:$FN$56,($B21857-1)*Hrs_in_dy+$C21857)","v":0.80083516575099611},{"$f":"INDEX(ePrice!$F21858:$K21858,P_Off)*EPrice_Fac","v":76.678155451066488},15.55141824553718,null,15.55141824553718,13.478988304093566,1.7448509999999999,93.16118555212492,73.074428659649115,"G","G","E","|",".",".","."]
[12,1,14,{"$f":"INDEX(Assump!$C$30:$N$30,$A21858)*INDEX(Assump!$C$56:$FN$56,($B21858-1)*Hrs_in_dy+$C21858)","v":0.80083516575099611},{"$f":"INDEX(ePrice!$F21859:$K21859,P_Off)*EPrice_Fac","v":75.958923143552582},15.55141824553718,null,15.55141824553718,13.478988304093566,1.7448509999999999,92.434688271807843,73.074428659649115,"G","G","E","|",".",".","."]
[12,1,15,{"$f":"INDEX(Assump!$C$30:$N$30,$A21859)*INDEX(Assump!$C$56:$FN$56,($B21859-1)*Hrs_in_dy+$C21859)","v":0.80083516575099611},{"$f":"INDEX(ePrice!$F21860:$K21860,P_Off)*EPrice_Fac","v":71.875281930890253},15.55141824553718,null,15.55141824553718,13.478988304093566,1.7448509999999999,88.30979815800751,73.074428659649115,"G","G","E","|",".",".","."]
[12,1,16,{"$f":"INDEX(Assump!$C$30:$N$30,$A21860)*INDEX(Assump!$C$56:$FN$56,($B21860-1)*Hrs_in_dy+$C21860)","v":0.80083516575099611},{"$f":"INDEX(ePrice!$F21861:$K21861,P_Off)*EPrice_Fac","v":70.348911144944068},15.55141824553718,null,15.55141824553718,13.478988304093566,1.7448509999999999,86.768009485334588,73.074428659649115,"G","G","E","|",".",".","."]
[12,1,17,{"$f":"INDEX(Assump!$C$30:$N$30,$A21861)*INDEX(Assump!$C$56:$FN$56,($B21861-1)*Hrs_in_dy+$C21861)","v":0.80083516575099611},{"$f":"INDEX(ePrice!$F21862:$K21862,P_Off)*EPrice_Fac","v":71.044169042207514},15.55141824553718,null,15.55141824553718,13.478988304093566,1.7448509999999999,87.470290189641105,73.074428659649115,"G","G","E","|",".",".","."]
[12,1,18,{"$f":"INDEX(Assump!$C$30:$N$30,$A21862)*INDEX(Assump!$C$56:$FN$56,($B21862-1)*Hrs_in_dy+$C21862)","v":0.80083516575099611},{"$f":"INDEX(ePrice!$F21863:$K21863,P_Off)*EPrice_Fac","v":71.539640187383768},15.55141824553718,null,15.55141824553718,13.478988304093566,1.7448509999999999,87.970766093859538,73.074428659649115,"G","G","E","|",".",".","."]
[12,1,19,{"$f":"INDEX(Assump!$C$30:$N$30,$A21863)*INDEX(Assump!$C$56:$FN$56,($B21863-1)*Hrs_in_dy+$C21863)","v":0.80083516575099611},{"$f":"INDEX(ePrice!$F21864:$K21864,P_Off)*EPrice_Fac","v":67.400058684137022},15.55141824553718,null,15.55141824553718,13.478988304093566,1.7448509999999999,83.789370636034548,73.074428659649115,"G","G","E","|",".",".","."]
[12,1,20,{"$f":"INDEX(Assump!$C$30:$N$30,$A21864)*INDEX(Assump!$C$56:$FN$56,($B21864-1)*Hrs_in_dy+$C21864)","v":0.80083516575099611},{"$f":"INDEX(ePrice!$F21865:$K21865,P_Off)*EPrice_Fac","v":67.192280461966348},15.55141824553718,null,15.55141824553718,13.478988304093566,1.7448509999999999,83.579493643942953,73.074428659649115,"G","G","E","|",".",".","."]
[12,1,21,{"$f":"INDEX(Assump!$C$30:$N$30,$A21865)*INDEX(Assump!$C$56:$FN$56,($B21865-1)*Hrs_in_dy+$C21865)","v":0.80083516575099611},{"$f":"INDEX(ePrice!$F21866:$K21866,P_Off)*EPrice_Fac","v":66.880613128710309},15.55141824553718,null,15.55141824553718,13.478988304093566,1.7448509999999999,83.264678155805541,73.074428659649115,"G","G","E","|",".",".","."]
[12,1,22,{"$f":"INDEX(Assump!$C$30:$N$30,$A21866)*INDEX(Assump!$C$56:$FN$56,($B21866-1)*Hrs_in_dy+$C21866)","v":0.80083516575099611},{"$f":"INDEX(ePrice!$F21867:$K21867,P_Off)*EPrice_Fac","v":74.120885024350358},15.55141824553718,null,15.55141824553718,13.478988304093566,1.7448509999999999,90.578084110997509,73.074428659649115,"G","G","E","|",".",".","."]
[12,1,23,{"$f":"INDEX(Assump!$C$30:$N$30,$A21867)*INDEX(Assump!$C$56:$FN$56,($B21867-1)*Hrs_in_dy+$C21867)","v":0.80083516575099611},{"$f":"INDEX(ePrice!$F21868:$K21868,P_Off)*EPrice_Fac","v":71.755409879637924},15.55141824553718,null,15.55141824553718,13.478988304093566,1.7448509999999999,88.188715277954643,73.074428659649115,"G","G","E","|",".",".","."]
[12,1,24,{"$f":"INDEX(Assump!$C$30:$N$30,$A21868)*INDEX(Assump!$C$56:$FN$56,($B21868-1)*Hrs_in_dy+$C21868)","v":0.80083516575099611},{"$f":"INDEX(ePrice!$F21869:$K21869,P_Off)*EPrice_Fac","v":58.497561011131481},15.55141824553718,null,15.55141824553718,13.478988304093566,1.7448509999999999,74.796948744109756,73.074428659649115,"G","G","E","|",".",".","."]
[12,2,1,{"$f":"INDEX(Assump!$C$30:$N$30,$A21869)*INDEX(Assump!$C$56:$FN$56,($B21869-1)*Hrs_in_dy+$C21869)","v":0.80083516575099611},{"$f":"INDEX(ePrice!$F21870:$K21870,P_Off)*EPrice_Fac","v":58.321748669294763},15.55141824553718,null,15.55141824553718,13.478988304093566,1.7448509999999999,74.619360520032259,73.074428659649115,"G","G","E","|",16.817538480770917,19.220043978023906,0]
[12,2,2,{"$f":"INDEX(Assump!$C$30:$N$30,$A21870)*INDEX(Assump!$C$56:$FN$56,($B21870-1)*Hrs_in_dy+$C21870)","v":0.80083516575099611},{"$f":"INDEX(ePrice!$F21871:$K21871,P_Off)*EPrice_Fac","v":63.1965454202224},15.55141824553718,null,15.55141824553718,13.478988304093566,1.7448509999999999,79.543397642181404,73.074428659649115,"G","G","E","|",".",".","."]
[12,2,3,{"$f":"INDEX(Assump!$C$30:$N$30,$A21871)*INDEX(Assump!$C$56:$FN$56,($B21871-1)*Hrs_in_dy+$C21871)","v":0.80083516575099611},{"$f":"INDEX(ePrice!$F21872:$K21872,P_Off)*EPrice_Fac","v":64.682958855751139},15.55141824553718,null,15.55141824553718,13.478988304093566,1.7448509999999999,81.044825354836689,73.074428659649115,"G","G","E","|",".",".","."]
[12,2,4,{"$f":"INDEX(Assump!$C$30:$N$30,$A21872)*INDEX(Assump!$C$56:$FN$56,($B21872-1)*Hrs_in_dy+$C21872)","v":0.80083516575099611},{"$f":"INDEX(ePrice!$F21873:$K21873,P_Off)*EPrice_Fac","v":64.579069744665802},15.55141824553718,null,15.55141824553718,13.478988304093566,1.7448509999999999,80.939886858790885,73.074428659649115,"G","G","E","|",".",".","."]
[12,2,5,{"$f":"INDEX(Assump!$C$30:$N$30,$A21873)*INDEX(Assump!$C$56:$FN$56,($B21873-1)*Hrs_in_dy+$C21873)","v":0.80083516575099611},{"$f":"INDEX(ePrice!$F21874:$K21874,P_Off)*EPrice_Fac","v":64.922702958255783},15.55141824553718,null,15.55141824553718,13.478988304093566,1.7448509999999999,81.286991114942381,73.074428659649115,"G","G","E","|",".",".","."]
[12,2,6,{"$f":"INDEX(Assump!$C$30:$N$30,$A21874)*INDEX(Assump!$C$56:$FN$56,($B21874-1)*Hrs_in_dy+$C21874)","v":0.80083516575099611},{"$f":"INDEX(ePrice!$F21875:$K21875,P_Off)*EPrice_Fac","v":65.034583539424602},15.55141824553718,null,15.55141824553718,13.478988304093566,1.7448509999999999,81.400001802991696,73.074428659649115,"G","G","E","|",".",".","."]
[12,2,7,{"$f":"INDEX(Assump!$C$30:$N$30,$A21875)*INDEX(Assump!$C$56:$FN$56,($B21875-1)*Hrs_in_dy+$C21875)","v":0.80083516575099611},{"$f":"INDEX(ePrice!$F21876:$K21876,P_Off)*EPrice_Fac","v":52.575881679266942},15.55141824553718,null,15.55141824553718,13.478988304093566,1.7448509999999999,68.815454469499116,73.074428659649115,"E","G","E","|",".",".","."]
[12,2,8,{"$f":"INDEX(Assump!$C$30:$N$30,$A21876)*INDEX(Assump!$C$56:$FN$56,($B21876-1)*Hrs_in_dy+$C21876)","v":0.80083516575099611},{"$f":"INDEX(ePrice!$F21877:$K21877,P_Off)*EPrice_Fac","v":53.726653371289203},15.55141824553718,null,15.55141824553718,13.478988304093566,1.7448509999999999,69.977850118006444,73.074428659649115,"E","G","E","|",".",".","."]
[12,2,9,{"$f":"INDEX(Assump!$C$30:$N$30,$A21877)*INDEX(Assump!$C$56:$FN$56,($B21877-1)*Hrs_in_dy+$C21877)","v":0.80083516575099611},{"$f":"INDEX(ePrice!$F21878:$K21878,P_Off)*EPrice_Fac","v":56.955207285018339},15.55141824553718,null,15.55141824553718,13.478988304093566,1.7448509999999999,73.239015687429827,73.074428659649115,"G","G","E","|",".",".","."]
[12,2,10,{"$f":"INDEX(Assump!$C$30:$N$30,$A21878)*INDEX(Assump!$C$56:$FN$56,($B21878-1)*Hrs_in_dy+$C21878)","v":0.80083516575099611},{"$f":"INDEX(ePrice!$F21879:$K21879,P_Off)*EPrice_Fac","v":63.180562480055407},15.55141824553718,null,15.55141824553718,13.478988304093566,1.7448509999999999,79.527253258174341,73.074428659649115,"G","G","E","|",".",".","."]
[12,2,11,{"$f":"INDEX(Assump!$C$30:$N$30,$A21879)*INDEX(Assump!$C$56:$FN$56,($B21879-1)*Hrs_in_dy+$C21879)","v":0.80083516575099611},{"$f":"INDEX(ePrice!$F21880:$K21880,P_Off)*EPrice_Fac","v":62.237569010203835},15.55141824553718,null,15.55141824553718,13.478988304093566,1.7448509999999999,78.574734601758607,73.074428659649115,"G","G","E","|",".",".","."]
[12,2,12,{"$f":"INDEX(Assump!$C$30:$N$30,$A21880)*INDEX(Assump!$C$56:$FN$56,($B21880-1)*Hrs_in_dy+$C21880)","v":0.80083516575099611},{"$f":"INDEX(ePrice!$F21881:$K21881,P_Off)*EPrice_Fac","v":59.880085335574904},15.55141824553718,null,15.55141824553718,13.478988304093566,1.7448509999999999,76.19343796071928,73.074428659649115,"G","G","E","|",".",".","."]
[12,2,13,{"$f":"INDEX(Assump!$C$30:$N$30,$A21881)*INDEX(Assump!$C$56:$FN$56,($B21881-1)*Hrs_in_dy+$C21881)","v":0.80083516575099611},{"$f":"INDEX(ePrice!$F21882:$K21882,P_Off)*EPrice_Fac","v":59.920042685992335},15.55141824553718,null,15.55141824553718,13.478988304093566,1.7448509999999999,76.233798920736888,73.074428659649115,"G","G","E","|",".",".","."]
[12,2,14,{"$f":"INDEX(Assump!$C$30:$N$30,$A21882)*INDEX(Assump!$C$56:$FN$56,($B21882-1)*Hrs_in_dy+$C21882)","v":0.80083516575099611},{"$f":"INDEX(ePrice!$F21883:$K21883,P_Off)*EPrice_Fac","v":63.380349232142606},15.55141824553718,null,15.55141824553718,13.478988304093566,1.7448509999999999,79.72905805826241,73.074428659649115,"G","G","E","|",".",".","."]
[12,2,15,{"$f":"INDEX(Assump!$C$30:$N$30,$A21883)*INDEX(Assump!$C$56:$FN$56,($B21883-1)*Hrs_in_dy+$C21883)","v":0.80083516575099611},{"$f":"INDEX(ePrice!$F21884:$K21884,P_Off)*EPrice_Fac","v":62.972784257884719},15.55141824553718,null,15.55141824553718,13.478988304093566,1.7448509999999999,79.317376266082732,73.074428659649115,"G","G","E","|",".",".","."]
[12,2,16,{"$f":"INDEX(Assump!$C$30:$N$30,$A21884)*INDEX(Assump!$C$56:$FN$56,($B21884-1)*Hrs_in_dy+$C21884)","v":0.80083516575099611},{"$f":"INDEX(ePrice!$F21885:$K21885,P_Off)*EPrice_Fac","v":64.794839436919972},15.55141824553718,null,15.55141824553718,13.478988304093566,1.7448509999999999,81.157836042886004,73.074428659649115,"G","G","E","|",".",".","."]
[12,2,17,{"$f":"INDEX(Assump!$C$30:$N$30,$A21885)*INDEX(Assump!$C$56:$FN$56,($B21885-1)*Hrs_in_dy+$C21885)","v":0.80083516575099611},{"$f":"INDEX(ePrice!$F21886:$K21886,P_Off)*EPrice_Fac","v":70.556689367114743},15.55141824553718,null,15.55141824553718,13.478988304093566,1.7448509999999999,86.977886477426182,73.074428659649115,"G","G","E","|",".",".","."]
[12,2,18,{"$f":"INDEX(Assump!$C$30:$N$30,$A21886)*INDEX(Assump!$C$56:$FN$56,($B21886-1)*Hrs_in_dy+$C21886)","v":0.80083516575099611},{"$f":"INDEX(ePrice!$F21887:$K21887,P_Off)*EPrice_Fac","v":77.725038032003411},15.55141824553718,null,15.55141824553718,13.478988304093566,1.7448509999999999,94.218642704586458,73.074428659649115,"G","G","E","|",".",".","."]
[12,2,19,{"$f":"INDEX(Assump!$C$30:$N$30,$A21887)*INDEX(Assump!$C$56:$FN$56,($B21887-1)*Hrs_in_dy+$C21887)","v":0.80083516575099611},{"$f":"INDEX(ePrice!$F21888:$K21888,P_Off)*EPrice_Fac","v":70.900322580704724},15.55141824553718,null,15.55141824553718,13.478988304093566,1.7448509999999999,87.324990733577678,73.074428659649115,"G","G","E","|",".",".","."]
[12,2,20,{"$f":"INDEX(Assump!$C$30:$N$30,$A21888)*INDEX(Assump!$C$56:$FN$56,($B21888-1)*Hrs_in_dy+$C21888)","v":0.80083516575099611},{"$f":"INDEX(ePrice!$F21889:$K21889,P_Off)*EPrice_Fac","v":71.124083743042391},15.55141824553718,null,15.55141824553718,13.478988304093566,1.7448509999999999,87.551012109676336,73.074428659649115,"G","G","E","|",".",".","."]
[12,2,21,{"$f":"INDEX(Assump!$C$30:$N$30,$A21889)*INDEX(Assump!$C$56:$FN$56,($B21889-1)*Hrs_in_dy+$C21889)","v":0.80083516575099611},{"$f":"INDEX(ePrice!$F21890:$K21890,P_Off)*EPrice_Fac","v":71.132075213125873},15.55141824553718,null,15.55141824553718,13.478988304093566,1.7448509999999999,87.559084301679846,73.074428659649115,"G","G","E","|",".",".","."]
[12,2,22,{"$f":"INDEX(Assump!$C$30:$N$30,$A21890)*INDEX(Assump!$C$56:$FN$56,($B21890-1)*Hrs_in_dy+$C21890)","v":0.80083516575099611},{"$f":"INDEX(ePrice!$F21891:$K21891,P_Off)*EPrice_Fac","v":78.236492117346643},15.55141824553718,null,15.55141824553718,13.478988304093566,1.7448509999999999,94.73526299281194,73.074428659649115,"G","G","E","|",".",".","."]
[12,2,23,{"$f":"INDEX(Assump!$C$30:$N$30,$A21891)*INDEX(Assump!$C$56:$FN$56,($B21891-1)*Hrs_in_dy+$C21891)","v":0.80083516575099611},{"$f":"INDEX(ePrice!$F21892:$K21892,P_Off)*EPrice_Fac","v":65.186421471010874},15.55141824553718,null,15.55141824553718,13.478988304093566,1.7448509999999999,81.553373451058633,73.074428659649115,"G","G","E","|",".",".","."]
[12,2,24,{"$f":"INDEX(Assump!$C$30:$N$30,$A21892)*INDEX(Assump!$C$56:$FN$56,($B21892-1)*Hrs_in_dy+$C21892)","v":0.80083516575099611},{"$f":"INDEX(ePrice!$F21893:$K21893,P_Off)*EPrice_Fac","v":52.703745200602754},15.55141824553718,null,15.55141824553718,13.478988304093566,1.7448509999999999,68.944609541555494,73.074428659649115,"E","G","E","|",".",".","."]
[1,6,1,{"$f":"INDEX(Assump!$C$30:$N$30,$A21893)*INDEX(Assump!$C$56:$FN$56,($B21893-1)*Hrs_in_dy+$C21893)","v":0.64047833533817744},{"$f":"INDEX(ePrice!$F21894:$K21894,P_Off)*EPrice_Fac","v":53.486909268784579},{"$f":"Nwk_Elec_Var","v":15.55141824553718},null,15.55141824553718,{"$f":"IF(Other_fuel=\"Gas\",\nCHOOSE(Gas_price_option,Other_fuel_price_wholesale_flex,Gas_elec_m*$E21893+Gas_elec_c),\nOther_fuel_price_wholesale_flex)","v":13.478988304093566},{"$f":"IF(Other_fuel=\"Gas\",Nwk_Gas_Var,0)","v":1.7448509999999999},69.735684357900766,73.074428659649115,{"$f":"IF(K21893<L21893,ID_E,ID_O)","v":"E"},{"$f":"IF($C21893=1,IF(SUM($D21893:$D21916)=0,\".\",IF(SUMPRODUCT($K21893:$K21916,$D21893:$D21916)<SUMPRODUCT($L21893:$L21916,$D21893:$D21916),ID_E,ID_O)),N21892)","v":"G"},{"$f":"IF(SUM($B21893:$C21893)=2,IF(SUMPRODUCT($K21893:$K22060,$D21893:$D22060)<SUMPRODUCT($L21893:$L22060,$D21893:$D22060),ID_E,ID_O),O21892)","v":"E"},"|",{"$f":"IF($C21893=1,SUMIFS($D21893:$D21916,M21893:M21916,ID_O),\".\")","v":8.9666966947344839},{"$f":"IF($C21893=1,SUMIFS($D21893:$D21916,N21893:N21916,ID_O),\".\")","v":15.371480048116251},{"$f":"IF($C21893=1,SUMIFS($D21893:$D21916,O21893:O21916,ID_O),\".\")","v":0}]
[1,6,2,{"$f":"INDEX(Assump!$C$30:$N$30,$A21894)*INDEX(Assump!$C$56:$FN$56,($B21894-1)*Hrs_in_dy+$C21894)","v":0.64047833533817744},{"$f":"INDEX(ePrice!$F21895:$K21895,P_Off)*EPrice_Fac","v":53.790585131957116},15.55141824553718,null,{"$f":"SUM($F21894:$G21894)","v":15.55141824553718},13.478988304093566,1.7448509999999999,{"$f":"SUM(E21894,H21894)/COP_Elec","v":70.04242765403464},{"$f":"SUM(I21894:J21894)*GJ_MWh/COP_Other","v":73.074428659649115},"E","G","E","|",".",".","."]
[1,6,3,{"$f":"INDEX(Assump!$C$30:$N$30,$A21895)*INDEX(Assump!$C$56:$FN$56,($B21895-1)*Hrs_in_dy+$C21895)","v":0.64047833533817744},{"$f":"INDEX(ePrice!$F21896:$K21896,P_Off)*EPrice_Fac","v":53.718661901205721},15.55141824553718,null,15.55141824553718,13.478988304093566,1.7448509999999999,69.969777926002934,73.074428659649115,"E","G","E","|",".",".","."]
[1,6,4,{"$f":"INDEX(Assump!$C$30:$N$30,$A21896)*INDEX(Assump!$C$56:$FN$56,($B21896-1)*Hrs_in_dy+$C21896)","v":0.64047833533817744},{"$f":"INDEX(ePrice!$F21897:$K21897,P_Off)*EPrice_Fac","v":53.574815439702945},15.55141824553718,null,15.55141824553718,13.478988304093566,1.7448509999999999,69.824478469939521,73.074428659649115,"E","G","E","|",".",".","."]
[1,6,5,{"$f":"INDEX(Assump!$C$30:$N$30,$A21897)*INDEX(Assump!$C$56:$FN$56,($B21897-1)*Hrs_in_dy+$C21897)","v":0.64047833533817744},{"$f":"INDEX(ePrice!$F21898:$K21898,P_Off)*EPrice_Fac","v":53.574815439702945},15.55141824553718,null,15.55141824553718,13.478988304093566,1.7448509999999999,69.824478469939521,73.074428659649115,"E","G","E","|",".",".","."]
[1,6,6,{"$f":"INDEX(Assump!$C$30:$N$30,$A21898)*INDEX(Assump!$C$56:$FN$56,($B21898-1)*Hrs_in_dy+$C21898)","v":0.64047833533817744},{"$f":"INDEX(ePrice!$F21899:$K21899,P_Off)*EPrice_Fac","v":52.90353195268996},15.55141824553718,null,15.55141824553718,13.478988304093566,1.7448509999999999,69.146414341643577,73.074428659649115,"E","G","E","|",".",".","."]
[1,6,7,{"$f":"INDEX(Assump!$C$30:$N$30,$A21899)*INDEX(Assump!$C$56:$FN$56,($B21899-1)*Hrs_in_dy+$C21899)","v":0.64047833533817744},{"$f":"INDEX(ePrice!$F21900:$K21900,P_Off)*EPrice_Fac","v":51.297246465908884},15.55141824553718,null,15.55141824553718,13.478988304093566,1.7448509999999999,67.52390374893541,73.074428659649115,"E","G","E","|",".",".","."]
[1,6,8,{"$f":"INDEX(Assump!$C$30:$N$30,$A21900)*INDEX(Assump!$C$56:$FN$56,($B21900-1)*Hrs_in_dy+$C21900)","v":0.64047833533817744},{"$f":"INDEX(ePrice!$F21901:$K21901,P_Off)*EPrice_Fac","v":51.824683491419087},15.55141824553718,null,15.55141824553718,13.478988304093566,1.7448509999999999,68.056668421167956,73.074428659649115,"E","G","E","|",".",".","."]
[1,6,9,{"$f":"INDEX(Assump!$C$30:$N$30,$A21901)*INDEX(Assump!$C$56:$FN$56,($B21901-1)*Hrs_in_dy+$C21901)","v":0.64047833533817744},{"$f":"INDEX(ePrice!$F21902:$K21902,P_Off)*EPrice_Fac","v":56.771403473098104},15.55141824553718,null,15.55141824553718,13.478988304093566,1.7448509999999999,73.053355271348764,73.074428659649115,"E","G","E","|",".",".","."]
[1,6,10,{"$f":"INDEX(Assump!$C$30:$N$30,$A21902)*INDEX(Assump!$C$56:$FN$56,($B21902-1)*Hrs_in_dy+$C21902)","v":0.64047833533817744},{"$f":"INDEX(ePrice!$F21903:$K21903,P_Off)*EPrice_Fac","v":72.618488648654633},15.55141824553718,null,15.55141824553718,13.478988304093566,1.7448509999999999,89.06051201433516,73.074428659649115,"G","G","E","|",".",".","."]
[1,6,11,{"$f":"INDEX(Assump!$C$30:$N$30,$A21903)*INDEX(Assump!$C$56:$FN$56,($B21903-1)*Hrs_in_dy+$C21903)","v":0.64047833533817744},{"$f":"INDEX(ePrice!$F21904:$K21904,P_Off)*EPrice_Fac","v":78.204526237012686},15.55141824553718,null,15.55141824553718,13.478988304093566,1.7448509999999999,94.702974224797842,73.074428659649115,"G","G","E","|",".",".","."]
[1,6,12,{"$f":"INDEX(Assump!$C$30:$N$30,$A21904)*INDEX(Assump!$C$56:$FN$56,($B21904-1)*Hrs_in_dy+$C21904)","v":0.64047833533817744},{"$f":"INDEX(ePrice!$F21905:$K21905,P_Off)*EPrice_Fac","v":70.181090273190804},15.55141824553718,null,15.55141824553718,13.478988304093566,1.7448509999999999,86.598493453260588,73.074428659649115,"G","G","E","|",".",".","."]
[1,6,13,{"$f":"INDEX(Assump!$C$30:$N$30,$A21905)*INDEX(Assump!$C$56:$FN$56,($B21905-1)*Hrs_in_dy+$C21905)","v":0.64047833533817744},{"$f":"INDEX(ePrice!$F21906:$K21906,P_Off)*EPrice_Fac","v":64.387274462662077},15.55141824553718,null,15.55141824553718,13.478988304093566,1.7448509999999999,80.746154250706326,73.074428659649115,"G","G","E","|",".",".","."]
[1,6,14,{"$f":"INDEX(Assump!$C$30:$N$30,$A21906)*INDEX(Assump!$C$56:$FN$56,($B21906-1)*Hrs_in_dy+$C21906)","v":0.64047833533817744},{"$f":"INDEX(ePrice!$F21907:$K21907,P_Off)*EPrice_Fac","v":61.134746138682502},15.55141824553718,null,15.55141824553718,13.478988304093566,1.7448509999999999,77.460772105272412,73.074428659649115,"G","G","E","|",".",".","."]
[1,6,15,{"$f":"INDEX(Assump!$C$30:$N$30,$A21907)*INDEX(Assump!$C$56:$FN$56,($B21907-1)*Hrs_in_dy+$C21907)","v":0.64047833533817744},{"$f":"INDEX(ePrice!$F21908:$K21908,P_Off)*EPrice_Fac","v":67.384075743970044},15.55141824553718,null,15.55141824553718,13.478988304093566,1.7448509999999999,83.773226252027499,73.074428659649115,"G","G","E","|",".",".","."]
[1,6,16,{"$f":"INDEX(Assump!$C$30:$N$30,$A21908)*INDEX(Assump!$C$56:$FN$56,($B21908-1)*Hrs_in_dy+$C21908)","v":0.64047833533817744},{"$f":"INDEX(ePrice!$F21909:$K21909,P_Off)*EPrice_Fac","v":67.408050154220504},15.55141824553718,null,15.55141824553718,13.478988304093566,1.7448509999999999,83.797442828038058,73.074428659649115,"G","G","E","|",".",".","."]
[1,6,17,{"$f":"INDEX(Assump!$C$30:$N$30,$A21909)*INDEX(Assump!$C$56:$FN$56,($B21909-1)*Hrs_in_dy+$C21909)","v":0.64047833533817744},{"$f":"INDEX(ePrice!$F21910:$K21910,P_Off)*EPrice_Fac","v":67.58386249605725},15.55141824553718,null,15.55141824553718,13.478988304093566,1.7448509999999999,83.975031052115582,73.074428659649115,"G","G","E","|",".",".","."]
[1,6,18,{"$f":"INDEX(Assump!$C$30:$N$30,$A21910)*INDEX(Assump!$C$56:$FN$56,($B21910-1)*Hrs_in_dy+$C21910)","v":0.64047833533817744},{"$f":"INDEX(ePrice!$F21911:$K21911,P_Off)*EPrice_Fac","v":72.858232751159264},15.55141824553718,null,15.55141824553718,13.478988304093566,1.7448509999999999,89.302677774440852,73.074428659649115,"G","G","E","|",".",".","."]
[1,6,19,{"$f":"INDEX(Assump!$C$30:$N$30,$A21911)*INDEX(Assump!$C$56:$FN$56,($B21911-1)*Hrs_in_dy+$C21911)","v":0.64047833533817744},{"$f":"INDEX(ePrice!$F21912:$K21912,P_Off)*EPrice_Fac","v":72.746352169990431},15.55141824553718,null,15.55141824553718,13.478988304093566,1.7448509999999999,89.189667086391523,73.074428659649115,"G","G","E","|",".",".","."]
[1,6,20,{"$f":"INDEX(Assump!$C$30:$N$30,$A21912)*INDEX(Assump!$C$56:$FN$56,($B21912-1)*Hrs_in_dy+$C21912)","v":0.64047833533817744},{"$f":"INDEX(ePrice!$F21913:$K21913,P_Off)*EPrice_Fac","v":64.171504770407907},15.55141824553718,null,15.55141824553718,13.478988304093566,1.7448509999999999,80.528205066611193,73.074428659649115,"G","G","E","|",".",".","."]
[1,6,21,{"$f":"INDEX(Assump!$C$30:$N$30,$A21913)*INDEX(Assump!$C$56:$FN$56,($B21913-1)*Hrs_in_dy+$C21913)","v":0.64047833533817744},{"$f":"INDEX(ePrice!$F21914:$K21914,P_Off)*EPrice_Fac","v":63.939752137986751},15.55141824553718,null,15.55141824553718,13.478988304093566,1.7448509999999999,80.294111498509025,73.074428659649115,"G","G","E","|",".",".","."]
[1,6,22,{"$f":"INDEX(Assump!$C$30:$N$30,$A21914)*INDEX(Assump!$C$56:$FN$56,($B21914-1)*Hrs_in_dy+$C21914)","v":0.64047833533817744},{"$f":"INDEX(ePrice!$F21915:$K21915,P_Off)*EPrice_Fac","v":62.812954856214965},15.55141824553718,null,15.55141824553718,13.478988304093566,1.7448509999999999,79.155932426012271,73.074428659649115,"G","G","E","|",".",".","."]
[1,6,23,{"$f":"INDEX(Assump!$C$30:$N$30,$A21915)*INDEX(Assump!$C$56:$FN$56,($B21915-1)*Hrs_in_dy+$C21915)","v":0.64047833533817744},{"$f":"INDEX(ePrice!$F21916:$K21916,P_Off)*EPrice_Fac","v":57.011147575602749},15.55141824553718,null,15.55141824553718,13.478988304093566,1.7448509999999999,73.29552103145447,73.074428659649115,"G","G","E","|",".",".","."]
[1,6,24,{"$f":"INDEX(Assump!$C$30:$N$30,$A21916)*INDEX(Assump!$C$56:$FN$56,($B21916-1)*Hrs_in_dy+$C21916)","v":0.64047833533817744},{"$f":"INDEX(ePrice!$F21917:$K21917,P_Off)*EPrice_Fac","v":54.837467712894039},15.55141824553718,null,15.55141824553718,13.478988304093566,1.7448509999999999,71.099884806496178,73.074428659649115,"E","G","E","|",".",".","."]
[1,7,1,{"$f":"INDEX(Assump!$C$30:$N$30,$A21917)*INDEX(Assump!$C$56:$FN$56,($B21917-1)*Hrs_in_dy+$C21917)","v":0.64047833533817744},{"$f":"INDEX(ePrice!$F21918:$K21918,P_Off)*EPrice_Fac","v":54.038320704545249},15.55141824553718,null,15.55141824553718,13.478988304093566,1.7448509999999999,70.292665606143871,73.074428659649115,"E","E","E","|",6.4047833533817746,0,0]
[1,7,2,{"$f":"INDEX(Assump!$C$30:$N$30,$A21918)*INDEX(Assump!$C$56:$FN$56,($B21918-1)*Hrs_in_dy+$C21918)","v":0.64047833533817744},{"$f":"INDEX(ePrice!$F21919:$K21919,P_Off)*EPrice_Fac","v":53.982380413960826},15.55141824553718,null,15.55141824553718,13.478988304093566,1.7448509999999999,70.236160262119199,73.074428659649115,"E","E","E","|",".",".","."]
[1,7,3,{"$f":"INDEX(Assump!$C$30:$N$30,$A21919)*INDEX(Assump!$C$56:$FN$56,($B21919-1)*Hrs_in_dy+$C21919)","v":0.64047833533817744},{"$f":"INDEX(ePrice!$F21920:$K21920,P_Off)*EPrice_Fac","v":51.928572602504438},15.55141824553718,null,15.55141824553718,13.478988304093566,1.7448509999999999,68.16160691721376,73.074428659649115,"E","E","E","|",".",".","."]
[1,7,4,{"$f":"INDEX(Assump!$C$30:$N$30,$A21920)*INDEX(Assump!$C$56:$FN$56,($B21920-1)*Hrs_in_dy+$C21920)","v":0.64047833533817744},{"$f":"INDEX(ePrice!$F21921:$K21921,P_Off)*EPrice_Fac","v":41.763422656307817},15.55141824553718,null,15.55141824553718,13.478988304093566,1.7448509999999999,57.893778688732318,73.074428659649115,"E","E","E","|",".",".","."]
[1,7,5,{"$f":"INDEX(Assump!$C$30:$N$30,$A21921)*INDEX(Assump!$C$56:$FN$56,($B21921-1)*Hrs_in_dy+$C21921)","v":0.64047833533817744},{"$f":"INDEX(ePrice!$F21922:$K21922,P_Off)*EPrice_Fac","v":42.362782912569415},15.55141824553718,null,15.55141824553718,13.478988304093566,1.7448509999999999,58.499193088996556,73.074428659649115,"E","E","E","|",".",".","."]
[1,7,6,{"$f":"INDEX(Assump!$C$30:$N$30,$A21922)*INDEX(Assump!$C$56:$FN$56,($B21922-1)*Hrs_in_dy+$C21922)","v":0.64047833533817744},{"$f":"INDEX(ePrice!$F21923:$K21923,P_Off)*EPrice_Fac","v":42.554578194573118},15.55141824553718,null,15.55141824553718,13.478988304093566,1.7448509999999999,58.692925697081108,73.074428659649115,"E","E","E","|",".",".","."]
[1,7,7,{"$f":"INDEX(Assump!$C$30:$N$30,$A21923)*INDEX(Assump!$C$56:$FN$56,($B21923-1)*Hrs_in_dy+$C21923)","v":0.64047833533817744},{"$f":"INDEX(ePrice!$F21924:$K21924,P_Off)*EPrice_Fac","v":33.859858743738272},15.55141824553718,null,15.55141824553718,13.478988304093566,1.7448509999999999,49.910380797247932,73.074428659649115,"E","E","E","|",".",".","."]
[1,7,8,{"$f":"INDEX(Assump!$C$30:$N$30,$A21924)*INDEX(Assump!$C$56:$FN$56,($B21924-1)*Hrs_in_dy+$C21924)","v":0.64047833533817744},{"$f":"INDEX(ePrice!$F21925:$K21925,P_Off)*EPrice_Fac","v":29.136899924396918},15.55141824553718,null,15.55141824553718,13.478988304093566,1.7448509999999999,45.13971532316576,73.074428659649115,"E","E","E","|",".",".","."]
[1,7,9,{"$f":"INDEX(Assump!$C$30:$N$30,$A21925)*INDEX(Assump!$C$56:$FN$56,($B21925-1)*Hrs_in_dy+$C21925)","v":0.64047833533817744},{"$f":"INDEX(ePrice!$F21926:$K21926,P_Off)*EPrice_Fac","v":50.721860619897761},15.55141824553718,null,15.55141824553718,13.478988304093566,1.7448509999999999,66.942705924681761,73.074428659649115,"E","E","E","|",".",".","."]
[1,7,10,{"$f":"INDEX(Assump!$C$30:$N$30,$A21926)*INDEX(Assump!$C$56:$FN$56,($B21926-1)*Hrs_in_dy+$C21926)","v":0.64047833533817744},{"$f":"INDEX(ePrice!$F21927:$K21927,P_Off)*EPrice_Fac","v":60.79111292509252},15.55141824553718,null,15.55141824553718,13.478988304093566,1.7448509999999999,77.113667849120901,73.074428659649115,"G","E","E","|",".",".","."]
[1,7,11,{"$f":"INDEX(Assump!$C$30:$N$30,$A21927)*INDEX(Assump!$C$56:$FN$56,($B21927-1)*Hrs_in_dy+$C21927)","v":0.64047833533817744},{"$f":"INDEX(ePrice!$F21928:$K21928,P_Off)*EPrice_Fac","v":68.526855965908823},15.55141824553718,null,15.55141824553718,13.478988304093566,1.7448509999999999,84.927549708531316,73.074428659649115,"G","E","E","|",".",".","."]
[1,7,12,{"$f":"INDEX(Assump!$C$30:$N$30,$A21928)*INDEX(Assump!$C$56:$FN$56,($B21928-1)*Hrs_in_dy+$C21928)","v":0.64047833533817744},{"$f":"INDEX(ePrice!$F21929:$K21929,P_Off)*EPrice_Fac","v":74.752211160945905},15.55141824553718,null,15.55141824553718,13.478988304093566,1.7448509999999999,91.215787279275844,73.074428659649115,"G","E","E","|",".",".","."]
[1,7,13,{"$f":"INDEX(Assump!$C$30:$N$30,$A21929)*INDEX(Assump!$C$56:$FN$56,($B21929-1)*Hrs_in_dy+$C21929)","v":0.64047833533817744},{"$f":"INDEX(ePrice!$F21930:$K21930,P_Off)*EPrice_Fac","v":70.844382290120322},15.55141824553718,null,15.55141824553718,13.478988304093566,1.7448509999999999,87.268485389553035,73.074428659649115,"G","E","E","|",".",".","."]
[1,7,14,{"$f":"INDEX(Assump!$C$30:$N$30,$A21930)*INDEX(Assump!$C$56:$FN$56,($B21930-1)*Hrs_in_dy+$C21930)","v":0.64047833533817744},{"$f":"INDEX(ePrice!$F21931:$K21931,P_Off)*EPrice_Fac","v":67.735700427643522},15.55141824553718,null,15.55141824553718,13.478988304093566,1.7448509999999999,84.128402700182519,73.074428659649115,"G","E","E","|",".",".","."]
[1,7,15,{"$f":"INDEX(Assump!$C$30:$N$30,$A21931)*INDEX(Assump!$C$56:$FN$56,($B21931-1)*Hrs_in_dy+$C21931)","v":0.64047833533817744},{"$f":"INDEX(ePrice!$F21932:$K21932,P_Off)*EPrice_Fac","v":53.335071337198315},15.55141824553718,null,15.55141824553718,13.478988304093566,1.7448509999999999,69.582312709833829,73.074428659649115,"E","E","E","|",".",".","."]
[1,7,16,{"$f":"INDEX(Assump!$C$30:$N$30,$A21932)*INDEX(Assump!$C$56:$FN$56,($B21932-1)*Hrs_in_dy+$C21932)","v":0.64047833533817744},{"$f":"INDEX(ePrice!$F21933:$K21933,P_Off)*EPrice_Fac","v":65.322276462430182},15.55141824553718,null,15.55141824553718,13.478988304093566,1.7448509999999999,81.690600715118549,73.074428659649115,"G","E","E","|",".",".","."]
[1,7,17,{"$f":"INDEX(Assump!$C$30:$N$30,$A21933)*INDEX(Assump!$C$56:$FN$56,($B21933-1)*Hrs_in_dy+$C21933)","v":0.64047833533817744},{"$f":"INDEX(ePrice!$F21934:$K21934,P_Off)*EPrice_Fac","v":64.45120622332999},15.55141824553718,null,15.55141824553718,13.478988304093566,1.7448509999999999,80.810731786734507,73.074428659649115,"G","E","E","|",".",".","."]
[1,7,18,{"$f":"INDEX(Assump!$C$30:$N$30,$A21934)*INDEX(Assump!$C$56:$FN$56,($B21934-1)*Hrs_in_dy+$C21934)","v":0.64047833533817744},{"$f":"INDEX(ePrice!$F21935:$K21935,P_Off)*EPrice_Fac","v":60.039914737244658},15.55141824553718,null,15.55141824553718,13.478988304093566,1.7448509999999999,76.354881800789741,73.074428659649115,"G","E","E","|",".",".","."]
[1,7,19,{"$f":"INDEX(Assump!$C$30:$N$30,$A21935)*INDEX(Assump!$C$56:$FN$56,($B21935-1)*Hrs_in_dy+$C21935)","v":0.64047833533817744},{"$f":"INDEX(ePrice!$F21936:$K21936,P_Off)*EPrice_Fac","v":74.808151451530321},15.55141824553718,null,15.55141824553718,13.478988304093566,1.7448509999999999,91.272292623300501,73.074428659649115,"G","E","E","|",".",".","."]
[1,7,20,{"$f":"INDEX(Assump!$C$30:$N$30,$A21936)*INDEX(Assump!$C$56:$FN$56,($B21936-1)*Hrs_in_dy+$C21936)","v":0.64047833533817744},{"$f":"INDEX(ePrice!$F21937:$K21937,P_Off)*EPrice_Fac","v":68.311086273654638},15.55141824553718,null,15.55141824553718,13.478988304093566,1.7448509999999999,84.709600524436183,73.074428659649115,"G","E","E","|",".",".","."]
[1,7,21,{"$f":"INDEX(Assump!$C$30:$N$30,$A21937)*INDEX(Assump!$C$56:$FN$56,($B21937-1)*Hrs_in_dy+$C21937)","v":0.64047833533817744},{"$f":"INDEX(ePrice!$F21938:$K21938,P_Off)*EPrice_Fac","v":51.768743200834678},15.55141824553718,null,15.55141824553718,13.478988304093566,1.7448509999999999,68.000163077143284,73.074428659649115,"E","E","E","|",".",".","."]
[1,7,22,{"$f":"INDEX(Assump!$C$30:$N$30,$A21938)*INDEX(Assump!$C$56:$FN$56,($B21938-1)*Hrs_in_dy+$C21938)","v":0.64047833533817744},{"$f":"INDEX(ePrice!$F21939:$K21939,P_Off)*EPrice_Fac","v":50.921647371984953},15.55141824553718,null,15.55141824553718,13.478988304093566,1.7448509999999999,67.14451072476983,73.074428659649115,"E","E","E","|",".",".","."]
[1,7,23,{"$f":"INDEX(Assump!$C$30:$N$30,$A21939)*INDEX(Assump!$C$56:$FN$56,($B21939-1)*Hrs_in_dy+$C21939)","v":0.64047833533817744},{"$f":"INDEX(ePrice!$F21940:$K21940,P_Off)*EPrice_Fac","v":48.851856620361588},15.55141824553718,null,15.55141824553718,13.478988304093566,1.7448509999999999,65.053812995857342,73.074428659649115,"E","E","E","|",".",".","."]
[1,7,24,{"$f":"INDEX(Assump!$C$30:$N$30,$A21940)*INDEX(Assump!$C$56:$FN$56,($B21940-1)*Hrs_in_dy+$C21940)","v":0.64047833533817744},{"$f":"INDEX(ePrice!$F21941:$K21941,P_Off)*EPrice_Fac","v":43.529537544758639},15.55141824553718,null,15.55141824553718,13.478988304093566,1.7448509999999999,59.677733121510926,73.074428659649115,"E","E","E","|",".",".","."]
[1,1,1,{"$f":"INDEX(Assump!$C$30:$N$30,$A21941)*INDEX(Assump!$C$56:$FN$56,($B21941-1)*Hrs_in_dy+$C21941)","v":0.64047833533817744},{"$f":"INDEX(ePrice!$F21942:$K21942,P_Off)*EPrice_Fac","v":19.77089698654909},15.55141824553718,null,15.55141824553718,13.478988304093566,1.7448509999999999,35.679106295036632,73.074428659649115,"E","E","E","|",0,0,0]
[1,1,2,{"$f":"INDEX(Assump!$C$30:$N$30,$A21942)*INDEX(Assump!$C$56:$FN$56,($B21942-1)*Hrs_in_dy+$C21942)","v":0.64047833533817744},{"$f":"INDEX(ePrice!$F21943:$K21943,P_Off)*EPrice_Fac","v":17.709097705009206},15.55141824553718,null,15.55141824553718,13.478988304093566,1.7448509999999999,33.596480758127662,73.074428659649115,"E","E","E","|",".",".","."]
[1,1,3,{"$f":"INDEX(Assump!$C$30:$N$30,$A21943)*INDEX(Assump!$C$56:$FN$56,($B21943-1)*Hrs_in_dy+$C21943)","v":0.64047833533817744},{"$f":"INDEX(ePrice!$F21944:$K21944,P_Off)*EPrice_Fac","v":18.228543260435924},15.55141824553718,null,15.55141824553718,13.478988304093566,1.7448509999999999,34.121173238356675,73.074428659649115,"E","E","E","|",".",".","."]
[1,1,4,{"$f":"INDEX(Assump!$C$30:$N$30,$A21944)*INDEX(Assump!$C$56:$FN$56,($B21944-1)*Hrs_in_dy+$C21944)","v":0.64047833533817744},{"$f":"INDEX(ePrice!$F21945:$K21945,P_Off)*EPrice_Fac","v":19.515169943877474},15.55141824553718,null,15.55141824553718,13.478988304093566,1.7448509999999999,35.420796150923891,73.074428659649115,"E","E","E","|",".",".","."]
[1,1,5,{"$f":"INDEX(Assump!$C$30:$N$30,$A21945)*INDEX(Assump!$C$56:$FN$56,($B21945-1)*Hrs_in_dy+$C21945)","v":0.64047833533817744},{"$f":"INDEX(ePrice!$F21946:$K21946,P_Off)*EPrice_Fac","v":15.335631090213298},15.55141824553718,null,15.55141824553718,13.478988304093566,1.7448509999999999,31.199039733081289,73.074428659649115,"E","E","E","|",".",".","."]
[1,1,6,{"$f":"INDEX(Assump!$C$30:$N$30,$A21946)*INDEX(Assump!$C$56:$FN$56,($B21946-1)*Hrs_in_dy+$C21946)","v":0.64047833533817744},{"$f":"INDEX(ePrice!$F21947:$K21947,P_Off)*EPrice_Fac","v":18.172602969851507},15.55141824553718,null,15.55141824553718,13.478988304093566,1.7448509999999999,34.064667894332011,73.074428659649115,"E","E","E","|",".",".","."]
[1,1,7,{"$f":"INDEX(Assump!$C$30:$N$30,$A21947)*INDEX(Assump!$C$56:$FN$56,($B21947-1)*Hrs_in_dy+$C21947)","v":0.64047833533817744},{"$f":"INDEX(ePrice!$F21948:$K21948,P_Off)*EPrice_Fac","v":6.5530054684600847},15.55141824553718,null,15.55141824553718,13.478988304093566,1.7448509999999999,22.327700721209357,73.074428659649115,"E","E","E","|",".",".","."]
[1,1,8,{"$f":"INDEX(Assump!$C$30:$N$30,$A21948)*INDEX(Assump!$C$56:$FN$56,($B21948-1)*Hrs_in_dy+$C21948)","v":0.64047833533817744},{"$f":"INDEX(ePrice!$F21949:$K21949,P_Off)*EPrice_Fac","v":3.7160335888218778},15.55141824553718,null,15.55141824553718,13.478988304093566,1.7448509999999999,19.462072559958646,73.074428659649115,"E","E","E","|",".",".","."]
[1,1,9,{"$f":"INDEX(Assump!$C$30:$N$30,$A21949)*INDEX(Assump!$C$56:$FN$56,($B21949-1)*Hrs_in_dy+$C21949)","v":0.64047833533817744},{"$f":"INDEX(ePrice!$F21950:$K21950,P_Off)*EPrice_Fac","v":6.5290310582096218},15.55141824553718,null,15.55141824553718,13.478988304093566,1.7448509999999999,22.303484145198791,73.074428659649115,"E","E","E","|",".",".","."]
[1,1,10,{"$f":"INDEX(Assump!$C$30:$N$30,$A21950)*INDEX(Assump!$C$56:$FN$56,($B21950-1)*Hrs_in_dy+$C21950)","v":0.64047833533817744},{"$f":"INDEX(ePrice!$F21951:$K21951,P_Off)*EPrice_Fac","v":4.2834279647495199},15.55141824553718,null,15.55141824553718,13.478988304093566,1.7448509999999999,20.035198192208789,73.074428659649115,"E","E","E","|",".",".","."]
[1,1,11,{"$f":"INDEX(Assump!$C$30:$N$30,$A21951)*INDEX(Assump!$C$56:$FN$56,($B21951-1)*Hrs_in_dy+$C21951)","v":0.64047833533817744},{"$f":"INDEX(ePrice!$F21952:$K21952,P_Off)*EPrice_Fac","v":10.372928168367306},15.55141824553718,null,15.55141824553718,13.478988304093566,1.7448509999999999,26.186208498893421,73.074428659649115,"E","E","E","|",".",".","."]
[1,1,12,{"$f":"INDEX(Assump!$C$30:$N$30,$A21952)*INDEX(Assump!$C$56:$FN$56,($B21952-1)*Hrs_in_dy+$C21952)","v":0.64047833533817744},{"$f":"INDEX(ePrice!$F21953:$K21953,P_Off)*EPrice_Fac","v":15.415545791048178},15.55141824553718,null,15.55141824553718,13.478988304093566,1.7448509999999999,31.279761653116527,73.074428659649115,"E","E","E","|",".",".","."]
[1,1,13,{"$f":"INDEX(Assump!$C$30:$N$30,$A21953)*INDEX(Assump!$C$56:$FN$56,($B21953-1)*Hrs_in_dy+$C21953)","v":0.64047833533817744},{"$f":"INDEX(ePrice!$F21954:$K21954,P_Off)*EPrice_Fac","v":7.0324936734693599},15.55141824553718,null,15.55141824553718,13.478988304093566,1.7448509999999999,22.812032241420745,73.074428659649115,"E","E","E","|",".",".","."]
[1,1,14,{"$f":"INDEX(Assump!$C$30:$N$30,$A21954)*INDEX(Assump!$C$56:$FN$56,($B21954-1)*Hrs_in_dy+$C21954)","v":0.64047833533817744},{"$f":"INDEX(ePrice!$F21955:$K21955,P_Off)*EPrice_Fac","v":1.9818845807050016},15.55141824553718,null,15.55141824553718,13.478988304093566,1.7448509999999999,17.710406895194122,73.074428659649115,"E","E","E","|",".",".","."]
[1,1,15,{"$f":"INDEX(Assump!$C$30:$N$30,$A21955)*INDEX(Assump!$C$56:$FN$56,($B21955-1)*Hrs_in_dy+$C21955)","v":0.64047833533817744},{"$f":"INDEX(ePrice!$F21956:$K21956,P_Off)*EPrice_Fac","v":1.9019698798701221},15.55141824553718,null,15.55141824553718,13.478988304093566,1.7448509999999999,17.629684975158892,73.074428659649115,"E","E","E","|",".",".","."]
[1,1,16,{"$f":"INDEX(Assump!$C$30:$N$30,$A21956)*INDEX(Assump!$C$56:$FN$56,($B21956-1)*Hrs_in_dy+$C21956)","v":0.64047833533817744},{"$f":"INDEX(ePrice!$F21957:$K21957,P_Off)*EPrice_Fac","v":1.8939784097866346},15.55141824553718,null,15.55141824553718,13.478988304093566,1.7448509999999999,17.621612783155371,73.074428659649115,"E","E","E","|",".",".","."]
[1,1,17,{"$f":"INDEX(Assump!$C$30:$N$30,$A21957)*INDEX(Assump!$C$56:$FN$56,($B21957-1)*Hrs_in_dy+$C21957)","v":0.64047833533817744},{"$f":"INDEX(ePrice!$F21958:$K21958,P_Off)*EPrice_Fac","v":1.9738931106215134},{"$f":"Nwk_Elec_Var","v":15.55141824553718},null,15.55141824553718,{"$f":"IF(Other_fuel=\"Gas\",\nCHOOSE(Gas_price_option,Other_fuel_price_wholesale_flex,Gas_elec_m*$E21957+Gas_elec_c),\nOther_fuel_price_wholesale_flex)","v":13.478988304093566},{"$f":"IF(Other_fuel=\"Gas\",Nwk_Gas_Var,0)","v":1.7448509999999999},17.702334703190598,73.074428659649115,{"$f":"IF(K21957<L21957,ID_E,ID_O)","v":"E"},{"$f":"IF($C21957=1,IF(SUM($D21957:$D21980)=0,\".\",IF(SUMPRODUCT($K21957:$K21980,$D21957:$D21980)<SUMPRODUCT($L21957:$L21980,$D21957:$D21980),ID_E,ID_O)),N21956)","v":"E"},{"$f":"IF(SUM($B21957:$C21957)=2,IF(SUMPRODUCT($K21957:$K22124,$D21957:$D22124)<SUMPRODUCT($L21957:$L22124,$D21957:$D22124),ID_E,ID_O),O21956)","v":"E"},"|",{"$f":"IF($C21957=1,SUMIFS($D21957:$D21980,M21957:M21980,ID_O),\".\")","v":"."},{"$f":"IF($C21957=1,SUMIFS($D21957:$D21980,N21957:N21980,ID_O),\".\")","v":"."},{"$f":"IF($C21957=1,SUMIFS($D21957:$D21980,O21957:O21980,ID_O),\".\")","v":"."}]
[1,1,18,{"$f":"INDEX(Assump!$C$30:$N$30,$A21958)*INDEX(Assump!$C$56:$FN$56,($B21958-1)*Hrs_in_dy+$C21958)","v":0.64047833533817744},{"$f":"INDEX(ePrice!$F21959:$K21959,P_Off)*EPrice_Fac","v":2.0218419311224411},15.55141824553718,null,{"$f":"SUM($F21958:$G21958)","v":15.55141824553718},13.478988304093566,1.7448509999999999,{"$f":"SUM(E21958,H21958)/COP_Elec","v":17.750767855211738},{"$f":"SUM(I21958:J21958)*GJ_MWh/COP_Other","v":73.074428659649115},"E","E","E","|",".",".","."]
[1,1,19,{"$f":"INDEX(Assump!$C$30:$N$30,$A21959)*INDEX(Assump!$C$56:$FN$56,($B21959-1)*Hrs_in_dy+$C21959)","v":0.64047833533817744},{"$f":"INDEX(ePrice!$F21960:$K21960,P_Off)*EPrice_Fac","v":2.0458163413729045},15.55141824553718,null,15.55141824553718,13.478988304093566,1.7448509999999999,17.774984431222308,73.074428659649115,"E","E","E","|",".",".","."]
[1,1,20,{"$f":"INDEX(Assump!$C$30:$N$30,$A21960)*INDEX(Assump!$C$56:$FN$56,($B21960-1)*Hrs_in_dy+$C21960)","v":0.64047833533817744},{"$f":"INDEX(ePrice!$F21961:$K21961,P_Off)*EPrice_Fac","v":2.0218419311224411},15.55141824553718,null,15.55141824553718,13.478988304093566,1.7448509999999999,17.750767855211738,73.074428659649115,"E","E","E","|",".",".","."]
[1,1,21,{"$f":"INDEX(Assump!$C$30:$N$30,$A21961)*INDEX(Assump!$C$56:$FN$56,($B21961-1)*Hrs_in_dy+$C21961)","v":0.64047833533817744},{"$f":"INDEX(ePrice!$F21962:$K21962,P_Off)*EPrice_Fac","v":2.0058589909554652},15.55141824553718,null,15.55141824553718,13.478988304093566,1.7448509999999999,17.734623471204692,73.074428659649115,"E","E","E","|",".",".","."]
[1,1,22,{"$f":"INDEX(Assump!$C$30:$N$30,$A21962)*INDEX(Assump!$C$56:$FN$56,($B21962-1)*Hrs_in_dy+$C21962)","v":0.64047833533817744},{"$f":"INDEX(ePrice!$F21963:$K21963,P_Off)*EPrice_Fac","v":2.6451765976344976},15.55141824553718,null,15.55141824553718,13.478988304093566,1.7448509999999999,18.380398831486541,73.074428659649115,"E","E","E","|",".",".","."]
[1,1,23,{"$f":"INDEX(Assump!$C$30:$N$30,$A21963)*INDEX(Assump!$C$56:$FN$56,($B21963-1)*Hrs_in_dy+$C21963)","v":0.64047833533817744},{"$f":"INDEX(ePrice!$F21964:$K21964,P_Off)*EPrice_Fac","v":1.9419272302875616},15.55141824553718,null,15.55141824553718,13.478988304093566,1.7448509999999999,17.670045935176507,73.074428659649115,"E","E","E","|",".",".","."]
[1,1,24,{"$f":"INDEX(Assump!$C$30:$N$30,$A21964)*INDEX(Assump!$C$56:$FN$56,($B21964-1)*Hrs_in_dy+$C21964)","v":0.64047833533817744},{"$f":"INDEX(ePrice!$F21965:$K21965,P_Off)*EPrice_Fac","v":1.0308996407699405},15.55141824553718,null,15.55141824553718,13.478988304093566,1.7448509999999999,16.749816046774868,73.074428659649115,"E","E","E","|",".",".","."]
[1,2,1,{"$f":"INDEX(Assump!$C$30:$N$30,$A21965)*INDEX(Assump!$C$56:$FN$56,($B21965-1)*Hrs_in_dy+$C21965)","v":0.64047833533817744},{"$f":"INDEX(ePrice!$F21966:$K21966,P_Off)*EPrice_Fac","v":2.6371851275510099},15.55141824553718,null,15.55141824553718,13.478988304093566,1.7448509999999999,18.37232663948302,73.074428659649115,"E","E","E","|",0,0,0]
[1,2,2,{"$f":"INDEX(Assump!$C$30:$N$30,$A21966)*INDEX(Assump!$C$56:$FN$56,($B21966-1)*Hrs_in_dy+$C21966)","v":0.64047833533817744},{"$f":"INDEX(ePrice!$F21967:$K21967,P_Off)*EPrice_Fac","v":1.5503451961966543},15.55141824553718,null,15.55141824553718,13.478988304093566,1.7448509999999999,17.274508527003871,73.074428659649115,"E","E","E","|",".",".","."]
[1,2,3,{"$f":"INDEX(Assump!$C$30:$N$30,$A21967)*INDEX(Assump!$C$56:$FN$56,($B21967-1)*Hrs_in_dy+$C21967)","v":0.64047833533817744},{"$f":"INDEX(ePrice!$F21968:$K21968,P_Off)*EPrice_Fac","v":0.18380381192022188},15.55141824553718,null,15.55141824553718,13.478988304093566,1.7448509999999999,15.894163694401417,73.074428659649115,"E","E","E","|",".",".","."]
[1,2,4,{"$f":"INDEX(Assump!$C$30:$N$30,$A21968)*INDEX(Assump!$C$56:$FN$56,($B21968-1)*Hrs_in_dy+$C21968)","v":0.64047833533817744},{"$f":"INDEX(ePrice!$F21969:$K21969,P_Off)*EPrice_Fac","v":0.175812341836734},15.55141824553718,null,15.55141824553718,13.478988304093566,1.7448509999999999,15.886091502397893,73.074428659649115,"E","E","E","|",".",".","."]
[1,2,5,{"$f":"INDEX(Assump!$C$30:$N$30,$A21969)*INDEX(Assump!$C$56:$FN$56,($B21969-1)*Hrs_in_dy+$C21969)","v":0.64047833533817744},{"$f":"INDEX(ePrice!$F21970:$K21970,P_Off)*EPrice_Fac","v":0.175812341836734},15.55141824553718,null,15.55141824553718,13.478988304093566,1.7448509999999999,15.886091502397893,73.074428659649115,"E","E","E","|",".",".","."]
[1,2,6,{"$f":"INDEX(Assump!$C$30:$N$30,$A21970)*INDEX(Assump!$C$56:$FN$56,($B21970-1)*Hrs_in_dy+$C21970)","v":0.64047833533817744},{"$f":"INDEX(ePrice!$F21971:$K21971,P_Off)*EPrice_Fac","v":0.175812341836734},15.55141824553718,null,15.55141824553718,13.478988304093566,1.7448509999999999,15.886091502397893,73.074428659649115,"E","E","E","|",".",".","."]
[1,2,7,{"$f":"INDEX(Assump!$C$30:$N$30,$A21971)*INDEX(Assump!$C$56:$FN$56,($B21971-1)*Hrs_in_dy+$C21971)","v":0.64047833533817744},{"$f":"INDEX(ePrice!$F21972:$K21972,P_Off)*EPrice_Fac","v":0.175812341836734},15.55141824553718,null,15.55141824553718,13.478988304093566,1.7448509999999999,15.886091502397893,73.074428659649115,"E","E","E","|",".",".","."]
[1,2,8,{"$f":"INDEX(Assump!$C$30:$N$30,$A21972)*INDEX(Assump!$C$56:$FN$56,($B21972-1)*Hrs_in_dy+$C21972)","v":0.64047833533817744},{"$f":"INDEX(ePrice!$F21973:$K21973,P_Off)*EPrice_Fac","v":2.9728268710575021},15.55141824553718,null,15.55141824553718,13.478988304093566,1.7448509999999999,18.711358703630992,73.074428659649115,"E","E","E","|",".",".","."]
[1,2,9,{"$f":"INDEX(Assump!$C$30:$N$30,$A21973)*INDEX(Assump!$C$56:$FN$56,($B21973-1)*Hrs_in_dy+$C21973)","v":0.64047833533817744},{"$f":"INDEX(ePrice!$F21974:$K21974,P_Off)*EPrice_Fac","v":10.109209655612204},15.55141824553718,null,15.55141824553718,13.478988304093566,1.7448509999999999,25.919826162777156,73.074428659649115,"E","E","E","|",".",".","."]
[1,2,10,{"$f":"INDEX(Assump!$C$30:$N$30,$A21974)*INDEX(Assump!$C$56:$FN$56,($B21974-1)*Hrs_in_dy+$C21974)","v":0.64047833533817744},{"$f":"INDEX(ePrice!$F21975:$K21975,P_Off)*EPrice_Fac","v":19.187519670454471},15.55141824553718,null,15.55141824553718,13.478988304093566,1.7448509999999999,35.089836278779444,73.074428659649115,"E","E","E","|",".",".","."]
[1,2,11,{"$f":"INDEX(Assump!$C$30:$N$30,$A21975)*INDEX(Assump!$C$56:$FN$56,($B21975-1)*Hrs_in_dy+$C21975)","v":0.64047833533817744},{"$f":"INDEX(ePrice!$F21976:$K21976,P_Off)*EPrice_Fac","v":19.203502610621445},15.55141824553718,null,15.55141824553718,13.478988304093566,1.7448509999999999,35.105980662786493,73.074428659649115,"E","E","E","|",".",".","."]
[1,2,12,{"$f":"INDEX(Assump!$C$30:$N$30,$A21976)*INDEX(Assump!$C$56:$FN$56,($B21976-1)*Hrs_in_dy+$C21976)","v":0.64047833533817744},{"$f":"INDEX(ePrice!$F21977:$K21977,P_Off)*EPrice_Fac","v":11.172075176716097},15.55141824553718,null,15.55141824553718,13.478988304093566,1.7448509999999999,26.993427699245736,73.074428659649115,"E","E","E","|",".",".","."]
[1,2,13,{"$f":"INDEX(Assump!$C$30:$N$30,$A21977)*INDEX(Assump!$C$56:$FN$56,($B21977-1)*Hrs_in_dy+$C21977)","v":0.64047833533817744},{"$f":"INDEX(ePrice!$F21978:$K21978,P_Off)*EPrice_Fac","v":6.5530054684600847},15.55141824553718,null,15.55141824553718,13.478988304093566,1.7448509999999999,22.327700721209357,73.074428659649115,"E","E","E","|",".",".","."]
[1,2,14,{"$f":"INDEX(Assump!$C$30:$N$30,$A21978)*INDEX(Assump!$C$56:$FN$56,($B21978-1)*Hrs_in_dy+$C21978)","v":0.64047833533817744},{"$f":"INDEX(ePrice!$F21979:$K21979,P_Off)*EPrice_Fac","v":1.9659016405380254},15.55141824553718,null,15.55141824553718,13.478988304093566,1.7448509999999999,17.694262511187077,73.074428659649115,"E","E","E","|",".",".","."]
[1,2,15,{"$f":"INDEX(Assump!$C$30:$N$30,$A21979)*INDEX(Assump!$C$56:$FN$56,($B21979-1)*Hrs_in_dy+$C21979)","v":0.64047833533817744},{"$f":"INDEX(ePrice!$F21980:$K21980,P_Off)*EPrice_Fac","v":1.9259442901205863},15.55141824553718,null,15.55141824553718,13.478988304093566,1.7448509999999999,17.653901551169458,73.074428659649115,"E","E","E","|",".",".","."]
[1,2,16,{"$f":"INDEX(Assump!$C$30:$N$30,$A21980)*INDEX(Assump!$C$56:$FN$56,($B21980-1)*Hrs_in_dy+$C21980)","v":0.64047833533817744},{"$f":"INDEX(ePrice!$F21981:$K21981,P_Off)*EPrice_Fac","v":1.9898760507884894},15.55141824553718,null,15.55141824553718,13.478988304093566,1.7448509999999999,17.718479087197647,73.074428659649115,"E","E","E","|",".",".","."]
[1,2,17,{"$f":"INDEX(Assump!$C$30:$N$30,$A21981)*INDEX(Assump!$C$56:$FN$56,($B21981-1)*Hrs_in_dy+$C21981)","v":0.64047833533817744},{"$f":"INDEX(ePrice!$F21982:$K21982,P_Off)*EPrice_Fac","v":2.0218419311224411},15.55141824553718,null,15.55141824553718,13.478988304093566,1.7448509999999999,17.750767855211738,73.074428659649115,"E","E","E","|",".",".","."]
[1,2,18,{"$f":"INDEX(Assump!$C$30:$N$30,$A21982)*INDEX(Assump!$C$56:$FN$56,($B21982-1)*Hrs_in_dy+$C21982)","v":0.64047833533817744},{"$f":"INDEX(ePrice!$F21983:$K21983,P_Off)*EPrice_Fac","v":2.0298334012059289},15.55141824553718,null,15.55141824553718,13.478988304093566,1.7448509999999999,17.758840047215262,73.074428659649115,"E","E","E","|",".",".","."]
[1,2,19,{"$f":"INDEX(Assump!$C$30:$N$30,$A21983)*INDEX(Assump!$C$56:$FN$56,($B21983-1)*Hrs_in_dy+$C21983)","v":0.64047833533817744},{"$f":"INDEX(ePrice!$F21984:$K21984,P_Off)*EPrice_Fac","v":2.0058589909554652},15.55141824553718,null,15.55141824553718,13.478988304093566,1.7448509999999999,17.734623471204692,73.074428659649115,"E","E","E","|",".",".","."]
[1,2,20,{"$f":"INDEX(Assump!$C$30:$N$30,$A21984)*INDEX(Assump!$C$56:$FN$56,($B21984-1)*Hrs_in_dy+$C21984)","v":0.64047833533817744},{"$f":"INDEX(ePrice!$F21985:$K21985,P_Off)*EPrice_Fac","v":2.7650486488868169},15.55141824553718,null,15.55141824553718,13.478988304093566,1.7448509999999999,18.501481711539391,73.074428659649115,"E","E","E","|",".",".","."]
[1,2,21,{"$f":"INDEX(Assump!$C$30:$N$30,$A21985)*INDEX(Assump!$C$56:$FN$56,($B21985-1)*Hrs_in_dy+$C21985)","v":0.64047833533817744},{"$f":"INDEX(ePrice!$F21986:$K21986,P_Off)*EPrice_Fac","v":1.5743196064471181},15.55141824553718,null,15.55141824553718,13.478988304093566,1.7448509999999999,17.298725103014441,73.074428659649115,"E","E","E","|",".",".","."]
[1,2,22,{"$f":"INDEX(Assump!$C$30:$N$30,$A21986)*INDEX(Assump!$C$56:$FN$56,($B21986-1)*Hrs_in_dy+$C21986)","v":0.64047833533817744},{"$f":"INDEX(ePrice!$F21987:$K21987,P_Off)*EPrice_Fac","v":1.7261575380333884},15.55141824553718,null,15.55141824553718,13.478988304093566,1.7448509999999999,17.452096751081385,73.074428659649115,"E","E","E","|",".",".","."]
[1,2,23,{"$f":"INDEX(Assump!$C$30:$N$30,$A21987)*INDEX(Assump!$C$56:$FN$56,($B21987-1)*Hrs_in_dy+$C21987)","v":0.64047833533817744},{"$f":"INDEX(ePrice!$F21988:$K21988,P_Off)*EPrice_Fac","v":1.054874051020404},15.55141824553718,null,15.55141824553718,13.478988304093566,1.7448509999999999,16.774032622785437,73.074428659649115,"E","E","E","|",".",".","."]
[1,2,24,{"$f":"INDEX(Assump!$C$30:$N$30,$A21988)*INDEX(Assump!$C$56:$FN$56,($B21988-1)*Hrs_in_dy+$C21988)","v":0.64047833533817744},{"$f":"INDEX(ePrice!$F21989:$K21989,P_Off)*EPrice_Fac","v":1.054874051020404},15.55141824553718,null,15.55141824553718,13.478988304093566,1.7448509999999999,16.774032622785437,73.074428659649115,"E","E","E","|",".",".","."]
[1,3,1,{"$f":"INDEX(Assump!$C$30:$N$30,$A21989)*INDEX(Assump!$C$56:$FN$56,($B21989-1)*Hrs_in_dy+$C21989)","v":0.64047833533817744},{"$f":"INDEX(ePrice!$F21990:$K21990,P_Off)*EPrice_Fac","v":1.8140637089517551},15.55141824553718,null,15.55141824553718,13.478988304093566,1.7448509999999999,17.540890863120136,73.074428659649115,"E","E","E","|",0,0,0]
[1,3,2,{"$f":"INDEX(Assump!$C$30:$N$30,$A21990)*INDEX(Assump!$C$56:$FN$56,($B21990-1)*Hrs_in_dy+$C21990)","v":0.64047833533817744},{"$f":"INDEX(ePrice!$F21991:$K21991,P_Off)*EPrice_Fac","v":0.175812341836734},15.55141824553718,null,15.55141824553718,13.478988304093566,1.7448509999999999,15.886091502397893,73.074428659649115,"E","E","E","|",".",".","."]
[1,3,3,{"$f":"INDEX(Assump!$C$30:$N$30,$A21991)*INDEX(Assump!$C$56:$FN$56,($B21991-1)*Hrs_in_dy+$C21991)","v":0.64047833533817744},{"$f":"INDEX(ePrice!$F21992:$K21992,P_Off)*EPrice_Fac","v":0.16782087175324609},15.55141824553718,null,15.55141824553718,13.478988304093566,1.7448509999999999,15.87801931039437,73.074428659649115,"E","E","E","|",".",".","."]
[1,3,4,{"$f":"INDEX(Assump!$C$30:$N$30,$A21992)*INDEX(Assump!$C$56:$FN$56,($B21992-1)*Hrs_in_dy+$C21992)","v":0.64047833533817744},{"$f":"INDEX(ePrice!$F21993:$K21993,P_Off)*EPrice_Fac","v":0.1598294016697582},15.55141824553718,null,15.55141824553718,13.478988304093566,1.7448509999999999,15.869947118390847,73.074428659649115,"E","E","E","|",".",".","."]
[1,3,5,{"$f":"INDEX(Assump!$C$30:$N$30,$A21993)*INDEX(Assump!$C$56:$FN$56,($B21993-1)*Hrs_in_dy+$C21993)","v":0.64047833533817744},{"$f":"INDEX(ePrice!$F21994:$K21994,P_Off)*EPrice_Fac","v":0.1598294016697582},15.55141824553718,null,15.55141824553718,13.478988304093566,1.7448509999999999,15.869947118390847,73.074428659649115,"E","E","E","|",".",".","."]
[1,3,6,{"$f":"INDEX(Assump!$C$30:$N$30,$A21994)*INDEX(Assump!$C$56:$FN$56,($B21994-1)*Hrs_in_dy+$C21994)","v":0.64047833533817744},{"$f":"INDEX(ePrice!$F21995:$K21995,P_Off)*EPrice_Fac","v":1.75812341836734},15.55141824553718,null,15.55141824553718,13.478988304093566,1.7448509999999999,17.484385519095472,73.074428659649115,"E","E","E","|",".",".","."]
[1,3,7,{"$f":"INDEX(Assump!$C$30:$N$30,$A21995)*INDEX(Assump!$C$56:$FN$56,($B21995-1)*Hrs_in_dy+$C21995)","v":0.64047833533817744},{"$f":"INDEX(ePrice!$F21996:$K21996,P_Off)*EPrice_Fac","v":0.99893376043598858},15.55141824553718,null,15.55141824553718,13.478988304093566,1.7448509999999999,16.717527278760773,73.074428659649115,"E","E","E","|",".",".","."]
[1,3,8,{"$f":"INDEX(Assump!$C$30:$N$30,$A21996)*INDEX(Assump!$C$56:$FN$56,($B21996-1)*Hrs_in_dy+$C21996)","v":0.64047833533817744},{"$f":"INDEX(ePrice!$F21997:$K21997,P_Off)*EPrice_Fac","v":1.838038119202219},15.55141824553718,null,15.55141824553718,13.478988304093566,1.7448509999999999,17.565107439130706,73.074428659649115,"E","E","E","|",".",".","."]
[1,3,9,{"$f":"INDEX(Assump!$C$30:$N$30,$A21997)*INDEX(Assump!$C$56:$FN$56,($B21997-1)*Hrs_in_dy+$C21997)","v":0.64047833533817744},{"$f":"INDEX(ePrice!$F21998:$K21998,P_Off)*EPrice_Fac","v":5.5460802379406093},15.55141824553718,null,15.55141824553718,13.478988304093566,1.7448509999999999,21.310604528765445,73.074428659649115,"E","E","E","|",".",".","."]
[1,3,10,{"$f":"INDEX(Assump!$C$30:$N$30,$A21998)*INDEX(Assump!$C$56:$FN$56,($B21998-1)*Hrs_in_dy+$C21998)","v":0.64047833533817744},{"$f":"INDEX(ePrice!$F21999:$K21999,P_Off)*EPrice_Fac","v":13.969089705936865},15.55141824553718,null,15.55141824553718,13.478988304093566,1.7448509999999999,29.818694900478832,73.074428659649115,"E","E","E","|",".",".","."]
[1,3,11,{"$f":"INDEX(Assump!$C$30:$N$30,$A21999)*INDEX(Assump!$C$56:$FN$56,($B21999-1)*Hrs_in_dy+$C21999)","v":0.64047833533817744},{"$f":"INDEX(ePrice!$F22000:$K22000,P_Off)*EPrice_Fac","v":5.3223190756029473},15.55141824553718,null,15.55141824553718,13.478988304093566,1.7448509999999999,21.084583152666795,73.074428659649115,"E","E","E","|",".",".","."]
[1,3,12,{"$f":"INDEX(Assump!$C$30:$N$30,$A22000)*INDEX(Assump!$C$56:$FN$56,($B22000-1)*Hrs_in_dy+$C22000)","v":0.64047833533817744},{"$f":"INDEX(ePrice!$F22001:$K22001,P_Off)*EPrice_Fac","v":0.68726642717996012},15.55141824553718,null,15.55141824553718,13.478988304093566,1.7448509999999999,16.402711790623375,73.074428659649115,"E","E","E","|",".",".","."]
[1,3,13,{"$f":"INDEX(Assump!$C$30:$N$30,$A22001)*INDEX(Assump!$C$56:$FN$56,($B22001-1)*Hrs_in_dy+$C22001)","v":0.64047833533817744},{"$f":"INDEX(ePrice!$F22002:$K22002,P_Off)*EPrice_Fac","v":0.68726642717996012},15.55141824553718,null,15.55141824553718,13.478988304093566,1.7448509999999999,16.402711790623375,73.074428659649115,"E","E","E","|",".",".","."]
[1,3,14,{"$f":"INDEX(Assump!$C$30:$N$30,$A22002)*INDEX(Assump!$C$56:$FN$56,($B22002-1)*Hrs_in_dy+$C22002)","v":0.64047833533817744},{"$f":"INDEX(ePrice!$F22003:$K22003,P_Off)*EPrice_Fac","v":0.68726642717996012},15.55141824553718,null,15.55141824553718,13.478988304093566,1.7448509999999999,16.402711790623375,73.074428659649115,"E","E","E","|",".",".","."]
[1,3,15,{"$f":"INDEX(Assump!$C$30:$N$30,$A22003)*INDEX(Assump!$C$56:$FN$56,($B22003-1)*Hrs_in_dy+$C22003)","v":0.64047833533817744},{"$f":"INDEX(ePrice!$F22004:$K22004,P_Off)*EPrice_Fac","v":0.68726642717996012},15.55141824553718,null,15.55141824553718,13.478988304093566,1.7448509999999999,16.402711790623375,73.074428659649115,"E","E","E","|",".",".","."]
[1,3,16,{"$f":"INDEX(Assump!$C$30:$N$30,$A22004)*INDEX(Assump!$C$56:$FN$56,($B22004-1)*Hrs_in_dy+$C22004)","v":0.64047833533817744},{"$f":"INDEX(ePrice!$F22005:$K22005,P_Off)*EPrice_Fac","v":0.69525789726344811},15.55141824553718,null,15.55141824553718,13.478988304093566,1.7448509999999999,16.410783982626896,73.074428659649115,"E","E","E","|",".",".","."]
[1,3,17,{"$f":"INDEX(Assump!$C$30:$N$30,$A22005)*INDEX(Assump!$C$56:$FN$56,($B22005-1)*Hrs_in_dy+$C22005)","v":0.64047833533817744},{"$f":"INDEX(ePrice!$F22006:$K22006,P_Off)*EPrice_Fac","v":8.6148047499999674},15.55141824553718,null,15.55141824553718,13.478988304093566,1.7448509999999999,24.410326258118332,73.074428659649115,"E","E","E","|",".",".","."]
[1,3,18,{"$f":"INDEX(Assump!$C$30:$N$30,$A22006)*INDEX(Assump!$C$56:$FN$56,($B22006-1)*Hrs_in_dy+$C22006)","v":0.64047833533817744},{"$f":"INDEX(ePrice!$F22007:$K22007,P_Off)*EPrice_Fac","v":8.6787365106678678},15.55141824553718,null,15.55141824553718,13.478988304093566,1.7448509999999999,24.47490379414651,73.074428659649115,"E","E","E","|",".",".","."]
[1,3,19,{"$f":"INDEX(Assump!$C$30:$N$30,$A22007)*INDEX(Assump!$C$56:$FN$56,($B22007-1)*Hrs_in_dy+$C22007)","v":0.64047833533817744},{"$f":"INDEX(ePrice!$F22008:$K22008,P_Off)*EPrice_Fac","v":10.165149946196619},15.55141824553718,null,15.55141824553718,13.478988304093566,1.7448509999999999,25.976331506801817,73.074428659649115,"E","E","E","|",".",".","."]
[1,3,20,{"$f":"INDEX(Assump!$C$30:$N$30,$A22008)*INDEX(Assump!$C$56:$FN$56,($B22008-1)*Hrs_in_dy+$C22008)","v":0.64047833533817744},{"$f":"INDEX(ePrice!$F22009:$K22009,P_Off)*EPrice_Fac","v":8.630787690166942},15.55141824553718,null,15.55141824553718,13.478988304093566,1.7448509999999999,24.426470642125377,73.074428659649115,"E","E","E","|",".",".","."]
[1,3,21,{"$f":"INDEX(Assump!$C$30:$N$30,$A22009)*INDEX(Assump!$C$56:$FN$56,($B22009-1)*Hrs_in_dy+$C22009)","v":0.64047833533817744},{"$f":"INDEX(ePrice!$F22010:$K22010,P_Off)*EPrice_Fac","v":8.6068132799164765},15.55141824553718,null,15.55141824553718,13.478988304093566,1.7448509999999999,24.402254066114807,73.074428659649115,"E","E","E","|",".",".","."]
[1,3,22,{"$f":"INDEX(Assump!$C$30:$N$30,$A22010)*INDEX(Assump!$C$56:$FN$56,($B22010-1)*Hrs_in_dy+$C22010)","v":0.64047833533817744},{"$f":"INDEX(ePrice!$F22011:$K22011,P_Off)*EPrice_Fac","v":8.7107023910018206},15.55141824553718,null,15.55141824553718,13.478988304093566,1.7448509999999999,24.507192562160608,73.074428659649115,"E","E","E","|",".",".","."]
[1,3,23,{"$f":"INDEX(Assump!$C$30:$N$30,$A22011)*INDEX(Assump!$C$56:$FN$56,($B22011-1)*Hrs_in_dy+$C22011)","v":0.64047833533817744},{"$f":"INDEX(ePrice!$F22012:$K22012,P_Off)*EPrice_Fac","v":4.6830014689239157},15.55141824553718,null,15.55141824553718,13.478988304093566,1.7448509999999999,20.438807792384946,73.074428659649115,"E","E","E","|",".",".","."]
[1,3,24,{"$f":"INDEX(Assump!$C$30:$N$30,$A22012)*INDEX(Assump!$C$56:$FN$56,($B22012-1)*Hrs_in_dy+$C22012)","v":0.64047833533817744},{"$f":"INDEX(ePrice!$F22013:$K22013,P_Off)*EPrice_Fac","v":4.690992939007403},15.55141824553718,null,15.55141824553718,13.478988304093566,1.7448509999999999,20.446879984388467,73.074428659649115,"E","E","E","|",".",".","."]
[12,1,1,{"$f":"INDEX(Assump!$C$30:$N$30,$A22013)*INDEX(Assump!$C$56:$FN$56,($B22013-1)*Hrs_in_dy+$C22013)","v":0.80083516575099611},{"$f":"INDEX(ePrice!$F22014:$K22014,P_Off)*EPrice_Fac","v":5.966138584637914},15.55141824553718,null,15.55141824553718,13.478988304093566,1.7448509999999999,21.734905889065754,73.074428659649115,"E","E","E","|",0,0,0]
[12,1,2,{"$f":"INDEX(Assump!$C$30:$N$30,$A22014)*INDEX(Assump!$C$56:$FN$56,($B22014-1)*Hrs_in_dy+$C22014)","v":0.80083516575099611},{"$f":"INDEX(ePrice!$F22015:$K22015,P_Off)*EPrice_Fac","v":2.8006725505795336},15.55141824553718,null,15.55141824553718,13.478988304093566,1.7448509999999999,18.537465450622943,73.074428659649115,"E","E","E","|",".",".","."]
[12,1,3,{"$f":"INDEX(Assump!$C$30:$N$30,$A22015)*INDEX(Assump!$C$56:$FN$56,($B22015-1)*Hrs_in_dy+$C22015)","v":0.80083516575099611},{"$f":"INDEX(ePrice!$F22016:$K22016,P_Off)*EPrice_Fac","v":5.5130886132206367},15.55141824553718,null,15.55141824553718,13.478988304093566,1.7448509999999999,21.277279655310927,73.074428659649115,"E","E","E","|",".",".","."]
[12,1,4,{"$f":"INDEX(Assump!$C$30:$N$30,$A22016)*INDEX(Assump!$C$56:$FN$56,($B22016-1)*Hrs_in_dy+$C22016)","v":0.80083516575099611},{"$f":"INDEX(ePrice!$F22017:$K22017,P_Off)*EPrice_Fac","v":7.4723826454537976},15.55141824553718,null,15.55141824553718,13.478988304093566,1.7448509999999999,23.256364536354521,73.074428659649115,"E","E","E","|",".",".","."]
[12,1,5,{"$f":"INDEX(Assump!$C$30:$N$30,$A22017)*INDEX(Assump!$C$56:$FN$56,($B22017-1)*Hrs_in_dy+$C22017)","v":0.80083516575099611},{"$f":"INDEX(ePrice!$F22018:$K22018,P_Off)*EPrice_Fac","v":9.8494240539288622},15.55141824553718,null,15.55141824553718,13.478988304093566,1.7448509999999999,25.657416464107115,73.074428659649115,"E","E","E","|",".",".","."]
[12,1,6,{"$f":"INDEX(Assump!$C$30:$N$30,$A22018)*INDEX(Assump!$C$56:$FN$56,($B22018-1)*Hrs_in_dy+$C22018)","v":0.80083516575099611},{"$f":"INDEX(ePrice!$F22019:$K22019,P_Off)*EPrice_Fac","v":25.300193209016793},15.55141824553718,null,15.55141824553718,13.478988304093566,1.7448509999999999,41.264253994498965,73.074428659649115,"E","E","E","|",".",".","."]
[12,1,7,{"$f":"INDEX(Assump!$C$30:$N$30,$A22019)*INDEX(Assump!$C$56:$FN$56,($B22019-1)*Hrs_in_dy+$C22019)","v":0.80083516575099611},{"$f":"INDEX(ePrice!$F22020:$K22020,P_Off)*EPrice_Fac","v":24.688281559310344},15.55141824553718,null,15.55141824553718,13.478988304093566,1.7448509999999999,40.646161419037902,73.074428659649115,"E","E","E","|",".",".","."]
[12,1,8,{"$f":"INDEX(Assump!$C$30:$N$30,$A22020)*INDEX(Assump!$C$56:$FN$56,($B22020-1)*Hrs_in_dy+$C22020)","v":0.80083516575099611},{"$f":"INDEX(ePrice!$F22021:$K22021,P_Off)*EPrice_Fac","v":9.7611675659904336},15.55141824553718,null,15.55141824553718,13.478988304093566,1.7448509999999999,25.568268496492536,73.074428659649115,"E","E","E","|",".",".","."]
[12,1,9,{"$f":"INDEX(Assump!$C$30:$N$30,$A22021)*INDEX(Assump!$C$56:$FN$56,($B22021-1)*Hrs_in_dy+$C22021)","v":0.80083516575099611},{"$f":"INDEX(ePrice!$F22022:$K22022,P_Off)*EPrice_Fac","v":15.786143809253966},{"$f":"Nwk_Elec_Var","v":15.55141824553718},null,15.55141824553718,{"$f":"IF(Other_fuel=\"Gas\",\nCHOOSE(Gas_price_option,Other_fuel_price_wholesale_flex,Gas_elec_m*$E22021+Gas_elec_c),\nOther_fuel_price_wholesale_flex)","v":13.478988304093566},{"$f":"IF(Other_fuel=\"Gas\",Nwk_Gas_Var,0)","v":1.7448509999999999},31.654103085647623,73.074428659649115,{"$f":"IF(K22021<L22021,ID_E,ID_O)","v":"E"},{"$f":"IF($C22021=1,IF(SUM($D22021:$D22044)=0,\".\",IF(SUMPRODUCT($K22021:$K22044,$D22021:$D22044)<SUMPRODUCT($L22021:$L22044,$D22021:$D22044),ID_E,ID_O)),N22020)","v":"E"},{"$f":"IF(SUM($B22021:$C22021)=2,IF(SUMPRODUCT($K22021:$K22188,$D22021:$D22188)<SUMPRODUCT($L22021:$L22188,$D22021:$D22188),ID_E,ID_O),O22020)","v":"E"},"|",{"$f":"IF($C22021=1,SUMIFS($D22021:$D22044,M22021:M22044,ID_O),\".\")","v":"."},{"$f":"IF($C22021=1,SUMIFS($D22021:$D22044,N22021:N22044,ID_O),\".\")","v":"."},{"$f":"IF($C22021=1,SUMIFS($D22021:$D22044,O22021:O22044,ID_O),\".\")","v":"."}]
[12,1,10,{"$f":"INDEX(Assump!$C$30:$N$30,$A22022)*INDEX(Assump!$C$56:$FN$56,($B22022-1)*Hrs_in_dy+$C22022)","v":0.80083516575099611},{"$f":"INDEX(ePrice!$F22023:$K22023,P_Off)*EPrice_Fac","v":23.017292054342722},15.55141824553718,null,{"$f":"SUM($F22022:$G22022)","v":15.55141824553718},13.478988304093566,1.7448509999999999,{"$f":"SUM(E22022,H22022)/COP_Elec","v":38.958293232201925},{"$f":"SUM(I22022:J22022)*GJ_MWh/COP_Other","v":73.074428659649115},"E","E","E","|",".",".","."]
[12,1,11,{"$f":"INDEX(Assump!$C$30:$N$30,$A22023)*INDEX(Assump!$C$56:$FN$56,($B22023-1)*Hrs_in_dy+$C22023)","v":0.80083516575099611},{"$f":"INDEX(ePrice!$F22024:$K22024,P_Off)*EPrice_Fac","v":20.122479249962197},15.55141824553718,null,15.55141824553718,13.478988304093566,1.7448509999999999,36.034239894443814,73.074428659649115,"E","E","E","|",".",".","."]
[12,1,12,{"$f":"INDEX(Assump!$C$30:$N$30,$A22024)*INDEX(Assump!$C$56:$FN$56,($B22024-1)*Hrs_in_dy+$C22024)","v":0.80083516575099611},{"$f":"INDEX(ePrice!$F22025:$K22025,P_Off)*EPrice_Fac","v":19.116355287464089},15.55141824553718,null,15.55141824553718,13.478988304093566,1.7448509999999999,35.017953063637641,73.074428659649115,"E","E","E","|",".",".","."]
[12,1,13,{"$f":"INDEX(Assump!$C$30:$N$30,$A22025)*INDEX(Assump!$C$56:$FN$56,($B22025-1)*Hrs_in_dy+$C22025)","v":0.80083516575099611},{"$f":"INDEX(ePrice!$F22026:$K22026,P_Off)*EPrice_Fac","v":20.410783777227735},15.55141824553718,null,15.55141824553718,13.478988304093566,1.7448509999999999,36.325456588651427,73.074428659649115,"E","E","E","|",".",".","."]
[12,1,14,{"$f":"INDEX(Assump!$C$30:$N$30,$A22026)*INDEX(Assump!$C$56:$FN$56,($B22026-1)*Hrs_in_dy+$C22026)","v":0.80083516575099611},{"$f":"INDEX(ePrice!$F22027:$K22027,P_Off)*EPrice_Fac","v":14.309318577750895},15.55141824553718,null,15.55141824553718,13.478988304093566,1.7448509999999999,30.162360427563712,73.074428659649115,"E","E","E","|",".",".","."]
[12,1,15,{"$f":"INDEX(Assump!$C$30:$N$30,$A22027)*INDEX(Assump!$C$56:$FN$56,($B22027-1)*Hrs_in_dy+$C22027)","v":0.80083516575099611},{"$f":"INDEX(ePrice!$F22028:$K22028,P_Off)*EPrice_Fac","v":9.5317006973505158},15.55141824553718,null,15.55141824553718,13.478988304093566,1.7448509999999999,25.336483780694639,73.074428659649115,"E","E","E","|",".",".","."]
[12,1,16,{"$f":"INDEX(Assump!$C$30:$N$30,$A22028)*INDEX(Assump!$C$56:$FN$56,($B22028-1)*Hrs_in_dy+$C22028)","v":0.80083516575099611},{"$f":"INDEX(ePrice!$F22029:$K22029,P_Off)*EPrice_Fac","v":20.281340928251371},15.55141824553718,null,15.55141824553718,13.478988304093566,1.7448509999999999,36.194706236150054,73.074428659649115,"E","E","E","|",".",".","."]
[12,1,17,{"$f":"INDEX(Assump!$C$30:$N$30,$A22029)*INDEX(Assump!$C$56:$FN$56,($B22029-1)*Hrs_in_dy+$C22029)","v":0.80083516575099611},{"$f":"INDEX(ePrice!$F22030:$K22030,P_Off)*EPrice_Fac","v":18.951609843312347},15.55141824553718,null,15.55141824553718,13.478988304093566,1.7448509999999999,34.851543524090431,73.074428659649115,"E","E","E","|",".",".","."]
[12,1,18,{"$f":"INDEX(Assump!$C$30:$N$30,$A22030)*INDEX(Assump!$C$56:$FN$56,($B22030-1)*Hrs_in_dy+$C22030)","v":0.80083516575099611},{"$f":"INDEX(ePrice!$F22031:$K22031,P_Off)*EPrice_Fac","v":31.525217491607435},15.55141824553718,null,15.55141824553718,13.478988304093566,1.7448509999999999,47.552157310247082,73.074428659649115,"E","E","E","|",".",".","."]
[12,1,19,{"$f":"INDEX(Assump!$C$30:$N$30,$A22031)*INDEX(Assump!$C$56:$FN$56,($B22031-1)*Hrs_in_dy+$C22031)","v":0.80083516575099611},{"$f":"INDEX(ePrice!$F22032:$K22032,P_Off)*EPrice_Fac","v":27.541908002652939},15.55141824553718,null,15.55141824553718,13.478988304093566,1.7448509999999999,43.528612371909212,73.074428659649115,"E","E","E","|",".",".","."]
[12,1,20,{"$f":"INDEX(Assump!$C$30:$N$30,$A22032)*INDEX(Assump!$C$56:$FN$56,($B22032-1)*Hrs_in_dy+$C22032)","v":0.80083516575099611},{"$f":"INDEX(ePrice!$F22033:$K22033,P_Off)*EPrice_Fac","v":27.459535280577064},15.55141824553718,null,15.55141824553718,13.478988304093566,1.7448509999999999,43.445407602135596,73.074428659649115,"E","E","E","|",".",".","."]
[12,1,21,{"$f":"INDEX(Assump!$C$30:$N$30,$A22033)*INDEX(Assump!$C$56:$FN$56,($B22033-1)*Hrs_in_dy+$C22033)","v":0.80083516575099611},{"$f":"INDEX(ePrice!$F22034:$K22034,P_Off)*EPrice_Fac","v":27.182998285036653},15.55141824553718,null,15.55141824553718,13.478988304093566,1.7448509999999999,43.166077303609931,73.074428659649115,"E","E","E","|",".",".","."]
[12,1,22,{"$f":"INDEX(Assump!$C$30:$N$30,$A22034)*INDEX(Assump!$C$56:$FN$56,($B22034-1)*Hrs_in_dy+$C22034)","v":0.80083516575099611},{"$f":"INDEX(ePrice!$F22035:$K22035,P_Off)*EPrice_Fac","v":25.223704252803486},15.55141824553718,null,15.55141824553718,13.478988304093566,1.7448509999999999,41.186992422566327,73.074428659649115,"E","E","E","|",".",".","."]
[12,1,23,{"$f":"INDEX(Assump!$C$30:$N$30,$A22035)*INDEX(Assump!$C$56:$FN$56,($B22035-1)*Hrs_in_dy+$C22035)","v":0.80083516575099611},{"$f":"INDEX(ePrice!$F22036:$K22036,P_Off)*EPrice_Fac","v":8.8962539841938124},15.55141824553718,null,15.55141824553718,13.478988304093566,1.7448509999999999,24.694618413869687,73.074428659649115,"E","E","E","|",".",".","."]
[12,1,24,{"$f":"INDEX(Assump!$C$30:$N$30,$A22036)*INDEX(Assump!$C$56:$FN$56,($B22036-1)*Hrs_in_dy+$C22036)","v":0.80083516575099611},{"$f":"INDEX(ePrice!$F22037:$K22037,P_Off)*EPrice_Fac","v":7.560639133392228},15.55141824553718,null,15.55141824553718,13.478988304093566,1.7448509999999999,23.345512503969097,73.074428659649115,"E","E","E","|",".",".","."]
[12,2,1,{"$f":"INDEX(Assump!$C$30:$N$30,$A22037)*INDEX(Assump!$C$56:$FN$56,($B22037-1)*Hrs_in_dy+$C22037)","v":0.80083516575099611},{"$f":"INDEX(ePrice!$F22038:$K22038,P_Off)*EPrice_Fac","v":24.399977032044802},15.55141824553718,null,15.55141824553718,13.478988304093566,1.7448509999999999,40.354944724830283,73.074428659649115,"E","E","E","|",2.4025054972529882,0,0]
[12,2,2,{"$f":"INDEX(Assump!$C$30:$N$30,$A22038)*INDEX(Assump!$C$56:$FN$56,($B22038-1)*Hrs_in_dy+$C22038)","v":0.80083516575099611},{"$f":"INDEX(ePrice!$F22039:$K22039,P_Off)*EPrice_Fac","v":23.517412152660494},15.55141824553718,null,15.55141824553718,13.478988304093566,1.7448509999999999,39.463465048684519,73.074428659649115,"E","E","E","|",".",".","."]
[12,2,3,{"$f":"INDEX(Assump!$C$30:$N$30,$A22039)*INDEX(Assump!$C$56:$FN$56,($B22039-1)*Hrs_in_dy+$C22039)","v":0.80083516575099611},{"$f":"INDEX(ePrice!$F22040:$K22040,P_Off)*EPrice_Fac","v":17.262969040757042},15.55141824553718,null,15.55141824553718,13.478988304093566,1.7448509999999999,33.145845743731535,73.074428659649115,"E","E","E","|",".",".","."]
[12,2,4,{"$f":"INDEX(Assump!$C$30:$N$30,$A22040)*INDEX(Assump!$C$56:$FN$56,($B22040-1)*Hrs_in_dy+$C22040)","v":0.80083516575099611},{"$f":"INDEX(ePrice!$F22041:$K22041,P_Off)*EPrice_Fac","v":8.8844864524686873},15.55141824553718,null,15.55141824553718,13.478988304093566,1.7448509999999999,24.682732018187746,73.074428659649115,"E","E","E","|",".",".","."]
[12,2,5,{"$f":"INDEX(Assump!$C$30:$N$30,$A22041)*INDEX(Assump!$C$56:$FN$56,($B22041-1)*Hrs_in_dy+$C22041)","v":0.80083516575099611},{"$f":"INDEX(ePrice!$F22042:$K22042,P_Off)*EPrice_Fac","v":8.8786026866061274},15.55141824553718,null,15.55141824553718,13.478988304093566,1.7448509999999999,24.676788820346776,73.074428659649115,"E","E","E","|",".",".","."]
[12,2,6,{"$f":"INDEX(Assump!$C$30:$N$30,$A22042)*INDEX(Assump!$C$56:$FN$56,($B22042-1)*Hrs_in_dy+$C22042)","v":0.80083516575099611},{"$f":"INDEX(ePrice!$F22043:$K22043,P_Off)*EPrice_Fac","v":8.8786026866061274},15.55141824553718,null,15.55141824553718,13.478988304093566,1.7448509999999999,24.676788820346776,73.074428659649115,"E","E","E","|",".",".","."]
[12,2,7,{"$f":"INDEX(Assump!$C$30:$N$30,$A22043)*INDEX(Assump!$C$56:$FN$56,($B22043-1)*Hrs_in_dy+$C22043)","v":0.80083516575099611},{"$f":"INDEX(ePrice!$F22044:$K22044,P_Off)*EPrice_Fac","v":9.390490316649025},15.55141824553718,null,15.55141824553718,13.478988304093566,1.7448509999999999,25.193847032511322,73.074428659649115,"E","E","E","|",".",".","."]
[12,2,8,{"$f":"INDEX(Assump!$C$30:$N$30,$A22044)*INDEX(Assump!$C$56:$FN$56,($B22044-1)*Hrs_in_dy+$C22044)","v":0.80083516575099611},{"$f":"INDEX(ePrice!$F22045:$K22045,P_Off)*EPrice_Fac","v":8.5491117983026523},15.55141824553718,null,15.55141824553718,13.478988304093566,1.7448509999999999,24.343969741252355,73.074428659649115,"E","E","E","|",".",".","."]
[12,2,9,{"$f":"INDEX(Assump!$C$30:$N$30,$A22045)*INDEX(Assump!$C$56:$FN$56,($B22045-1)*Hrs_in_dy+$C22045)","v":0.80083516575099611},{"$f":"INDEX(ePrice!$F22046:$K22046,P_Off)*EPrice_Fac","v":27.330092431600701},15.55141824553718,null,15.55141824553718,13.478988304093566,1.7448509999999999,43.314657249634223,73.074428659649115,"E","E","E","|",".",".","."]
[12,2,10,{"$f":"INDEX(Assump!$C$30:$N$30,$A22046)*INDEX(Assump!$C$56:$FN$56,($B22046-1)*Hrs_in_dy+$C22046)","v":0.80083516575099611},{"$f":"INDEX(ePrice!$F22047:$K22047,P_Off)*EPrice_Fac","v":66.874882793880204},15.55141824553718,null,15.55141824553718,13.478988304093566,1.7448509999999999,83.258889938805439,73.074428659649115,"G","E","E","|",".",".","."]
[12,2,11,{"$f":"INDEX(Assump!$C$30:$N$30,$A22047)*INDEX(Assump!$C$56:$FN$56,($B22047-1)*Hrs_in_dy+$C22047)","v":0.80083516575099611},{"$f":"INDEX(ePrice!$F22048:$K22048,P_Off)*EPrice_Fac","v":60.867557848204349},15.55141824553718,null,15.55141824553718,13.478988304093566,1.7448509999999999,77.190884943173273,73.074428659649115,"G","E","E","|",".",".","."]
[12,2,12,{"$f":"INDEX(Assump!$C$30:$N$30,$A22048)*INDEX(Assump!$C$56:$FN$56,($B22048-1)*Hrs_in_dy+$C22048)","v":0.80083516575099611},{"$f":"INDEX(ePrice!$F22049:$K22049,P_Off)*EPrice_Fac","v":59.826131290530881},15.55141824553718,null,15.55141824553718,13.478988304093566,1.7448509999999999,76.13893892532127,73.074428659649115,"G","E","E","|",".",".","."]
[12,2,13,{"$f":"INDEX(Assump!$C$30:$N$30,$A22049)*INDEX(Assump!$C$56:$FN$56,($B22049-1)*Hrs_in_dy+$C22049)","v":0.80083516575099611},{"$f":"INDEX(ePrice!$F22050:$K22050,P_Off)*EPrice_Fac","v":33.766932285243584},15.55141824553718,null,15.55141824553718,13.478988304093566,1.7448509999999999,49.816515687657336,73.074428659649115,"E","E","E","|",".",".","."]
[12,2,14,{"$f":"INDEX(Assump!$C$30:$N$30,$A22050)*INDEX(Assump!$C$56:$FN$56,($B22050-1)*Hrs_in_dy+$C22050)","v":0.80083516575099611},{"$f":"INDEX(ePrice!$F22051:$K22051,P_Off)*EPrice_Fac","v":31.419309706081325},15.55141824553718,null,15.55141824553718,13.478988304093566,1.7448509999999999,47.445179749109606,73.074428659649115,"E","E","E","|",".",".","."]
[12,2,15,{"$f":"INDEX(Assump!$C$30:$N$30,$A22051)*INDEX(Assump!$C$56:$FN$56,($B22051-1)*Hrs_in_dy+$C22051)","v":0.80083516575099611},{"$f":"INDEX(ePrice!$F22052:$K22052,P_Off)*EPrice_Fac","v":29.242316336933367},15.55141824553718,null,15.55141824553718,13.478988304093566,1.7448509999999999,45.246196547950049,73.074428659649115,"E","E","E","|",".",".","."]
[12,2,16,{"$f":"INDEX(Assump!$C$30:$N$30,$A22052)*INDEX(Assump!$C$56:$FN$56,($B22052-1)*Hrs_in_dy+$C22052)","v":0.80083516575099611},{"$f":"INDEX(ePrice!$F22053:$K22053,P_Off)*EPrice_Fac","v":31.013329861564543},15.55141824553718,null,15.55141824553718,13.478988304093566,1.7448509999999999,47.035099098082547,73.074428659649115,"E","E","E","|",".",".","."]
[12,2,17,{"$f":"INDEX(Assump!$C$30:$N$30,$A22053)*INDEX(Assump!$C$56:$FN$56,($B22053-1)*Hrs_in_dy+$C22053)","v":0.80083516575099611},{"$f":"INDEX(ePrice!$F22054:$K22054,P_Off)*EPrice_Fac","v":32.790227152058279},15.55141824553718,null,15.55141824553718,13.478988304093566,1.7448509999999999,48.829944846056016,73.074428659649115,"E","E","E","|",".",".","."]
[12,2,18,{"$f":"INDEX(Assump!$C$30:$N$30,$A22054)*INDEX(Assump!$C$56:$FN$56,($B22054-1)*Hrs_in_dy+$C22054)","v":0.80083516575099611},{"$f":"INDEX(ePrice!$F22055:$K22055,P_Off)*EPrice_Fac","v":47.817365165041743},15.55141824553718,null,15.55141824553718,13.478988304093566,1.7448509999999999,64.008872131897903,73.074428659649115,"E","E","E","|",".",".","."]
[12,2,19,{"$f":"INDEX(Assump!$C$30:$N$30,$A22055)*INDEX(Assump!$C$56:$FN$56,($B22055-1)*Hrs_in_dy+$C22055)","v":0.80083516575099611},{"$f":"INDEX(ePrice!$F22056:$K22056,P_Off)*EPrice_Fac","v":22.00528432598205},15.55141824553718,null,15.55141824553718,13.478988304093566,1.7448509999999999,37.936063203554781,73.074428659649115,"E","E","E","|",".",".","."]
[12,2,20,{"$f":"INDEX(Assump!$C$30:$N$30,$A22056)*INDEX(Assump!$C$56:$FN$56,($B22056-1)*Hrs_in_dy+$C22056)","v":0.80083516575099611},{"$f":"INDEX(ePrice!$F22057:$K22057,P_Off)*EPrice_Fac","v":21.799352520792375},15.55141824553718,null,15.55141824553718,13.478988304093566,1.7448509999999999,37.728051279120763,73.074428659649115,"E","E","E","|",".",".","."]
[12,2,21,{"$f":"INDEX(Assump!$C$30:$N$30,$A22057)*INDEX(Assump!$C$56:$FN$56,($B22057-1)*Hrs_in_dy+$C22057)","v":0.80083516575099611},{"$f":"INDEX(ePrice!$F22058:$K22058,P_Off)*EPrice_Fac","v":13.650336801143947},15.55141824553718,null,15.55141824553718,13.478988304093566,1.7448509999999999,29.496722269374878,73.074428659649115,"E","E","E","|",".",".","."]
[12,2,22,{"$f":"INDEX(Assump!$C$30:$N$30,$A22058)*INDEX(Assump!$C$56:$FN$56,($B22058-1)*Hrs_in_dy+$C22058)","v":0.80083516575099611},{"$f":"INDEX(ePrice!$F22059:$K22059,P_Off)*EPrice_Fac","v":6.3956534926049438},15.55141824553718,null,15.55141824553718,13.478988304093566,1.7448509999999999,22.168759331456691,73.074428659649115,"E","E","E","|",".",".","."]
[12,2,23,{"$f":"INDEX(Assump!$C$30:$N$30,$A22059)*INDEX(Assump!$C$56:$FN$56,($B22059-1)*Hrs_in_dy+$C22059)","v":0.80083516575099611},{"$f":"INDEX(ePrice!$F22060:$K22060,P_Off)*EPrice_Fac","v":6.5074450439936218},15.55141824553718,null,15.55141824553718,13.478988304093566,1.7448509999999999,22.281680090435152,73.074428659649115,"E","E","E","|",".",".","."]
[12,2,24,{"$f":"INDEX(Assump!$C$30:$N$30,$A22060)*INDEX(Assump!$C$56:$FN$56,($B22060-1)*Hrs_in_dy+$C22060)","v":0.80083516575099611},{"$f":"INDEX(ePrice!$F22061:$K22061,P_Off)*EPrice_Fac","v":14.35638870465139},15.55141824553718,null,15.55141824553718,13.478988304093566,1.7448509999999999,30.209906010291487,73.074428659649115,"E","E","E","|",".",".","."]
[12,3,1,{"$f":"INDEX(Assump!$C$30:$N$30,$A22061)*INDEX(Assump!$C$56:$FN$56,($B22061-1)*Hrs_in_dy+$C22061)","v":0.80083516575099611},{"$f":"INDEX(ePrice!$F22062:$K22062,P_Off)*EPrice_Fac","v":7.8724787241080172},15.55141824553718,null,15.55141824553718,13.478988304093566,1.7448509999999999,23.660501989540606,73.074428659649115,"E","E","E","|",0,0,0]
[12,3,2,{"$f":"INDEX(Assump!$C$30:$N$30,$A22062)*INDEX(Assump!$C$56:$FN$56,($B22062-1)*Hrs_in_dy+$C22062)","v":0.80083516575099611},{"$f":"INDEX(ePrice!$F22063:$K22063,P_Off)*EPrice_Fac","v":1.4709414656405113},15.55141824553718,null,15.55141824553718,13.478988304093566,1.7448509999999999,17.194302738563326,73.074428659649115,"E","E","E","|",".",".","."]
[12,3,3,{"$f":"INDEX(Assump!$C$30:$N$30,$A22063)*INDEX(Assump!$C$56:$FN$56,($B22063-1)*Hrs_in_dy+$C22063)","v":0.80083516575099611},{"$f":"INDEX(ePrice!$F22064:$K22064,P_Off)*EPrice_Fac","v":3.5302595175372271E-2},15.55141824553718,null,15.55141824553718,13.478988304093566,1.7448509999999999,15.744162465366214,73.074428659649115,"E","E","E","|",".",".","."]
[12,3,4,{"$f":"INDEX(Assump!$C$30:$N$30,$A22064)*INDEX(Assump!$C$56:$FN$56,($B22064-1)*Hrs_in_dy+$C22064)","v":0.80083516575099611},{"$f":"INDEX(ePrice!$F22065:$K22065,P_Off)*EPrice_Fac","v":5.2953892763058404E-2},15.55141824553718,null,15.55141824553718,13.478988304093566,1.7448509999999999,15.761992058889129,73.074428659649115,"E","E","E","|",".",".","."]
[12,3,5,{"$f":"INDEX(Assump!$C$30:$N$30,$A22065)*INDEX(Assump!$C$56:$FN$56,($B22065-1)*Hrs_in_dy+$C22065)","v":0.80083516575099611},{"$f":"INDEX(ePrice!$F22066:$K22066,P_Off)*EPrice_Fac","v":7.0605190350744543E-2},15.55141824553718,null,15.55141824553718,13.478988304093566,1.7448509999999999,15.779821652412046,73.074428659649115,"E","E","E","|",".",".","."]
[12,3,6,{"$f":"INDEX(Assump!$C$30:$N$30,$A22066)*INDEX(Assump!$C$56:$FN$56,($B22066-1)*Hrs_in_dy+$C22066)","v":0.80083516575099611},{"$f":"INDEX(ePrice!$F22067:$K22067,P_Off)*EPrice_Fac","v":3.5302595175372271E-2},15.55141824553718,null,15.55141824553718,13.478988304093566,1.7448509999999999,15.744162465366214,73.074428659649115,"E","E","E","|",".",".","."]
[12,3,7,{"$f":"INDEX(Assump!$C$30:$N$30,$A22067)*INDEX(Assump!$C$56:$FN$56,($B22067-1)*Hrs_in_dy+$C22067)","v":0.80083516575099611},{"$f":"INDEX(ePrice!$F22068:$K22068,P_Off)*EPrice_Fac","v":3.5302595175372271E-2},15.55141824553718,null,15.55141824553718,13.478988304093566,1.7448509999999999,15.744162465366214,73.074428659649115,"E","E","E","|",".",".","."]
[12,3,8,{"$f":"INDEX(Assump!$C$30:$N$30,$A22068)*INDEX(Assump!$C$56:$FN$56,($B22068-1)*Hrs_in_dy+$C22068)","v":0.80083516575099611},{"$f":"INDEX(ePrice!$F22069:$K22069,P_Off)*EPrice_Fac","v":3.5302595175372271E-2},15.55141824553718,null,15.55141824553718,13.478988304093566,1.7448509999999999,15.744162465366214,73.074428659649115,"E","E","E","|",".",".","."]
[12,3,9,{"$f":"INDEX(Assump!$C$30:$N$30,$A22069)*INDEX(Assump!$C$56:$FN$56,($B22069-1)*Hrs_in_dy+$C22069)","v":0.80083516575099611},{"$f":"INDEX(ePrice!$F22070:$K22070,P_Off)*EPrice_Fac","v":3.5302595175372271E-2},15.55141824553718,null,15.55141824553718,13.478988304093566,1.7448509999999999,15.744162465366214,73.074428659649115,"E","E","E","|",".",".","."]
[12,3,10,{"$f":"INDEX(Assump!$C$30:$N$30,$A22070)*INDEX(Assump!$C$56:$FN$56,($B22070-1)*Hrs_in_dy+$C22070)","v":0.80083516575099611},{"$f":"INDEX(ePrice!$F22071:$K22071,P_Off)*EPrice_Fac","v":2.5359030867642418},15.55141824553718,null,15.55141824553718,13.478988304093566,1.7448509999999999,18.270021547779212,73.074428659649115,"E","E","E","|",".",".","."]
[12,3,11,{"$f":"INDEX(Assump!$C$30:$N$30,$A22071)*INDEX(Assump!$C$56:$FN$56,($B22071-1)*Hrs_in_dy+$C22071)","v":0.80083516575099611},{"$f":"INDEX(ePrice!$F22072:$K22072,P_Off)*EPrice_Fac","v":11.237992797493508},15.55141824553718,null,15.55141824553718,13.478988304093566,1.7448509999999999,27.060011154576454,73.074428659649115,"E","E","E","|",".",".","."]
[12,3,12,{"$f":"INDEX(Assump!$C$30:$N$30,$A22072)*INDEX(Assump!$C$56:$FN$56,($B22072-1)*Hrs_in_dy+$C22072)","v":0.80083516575099611},{"$f":"INDEX(ePrice!$F22073:$K22073,P_Off)*EPrice_Fac","v":14.073967943248414},15.55141824553718,null,15.55141824553718,13.478988304093566,1.7448509999999999,29.924632513924841,73.074428659649115,"E","E","E","|",".",".","."]
[12,3,13,{"$f":"INDEX(Assump!$C$30:$N$30,$A22073)*INDEX(Assump!$C$56:$FN$56,($B22073-1)*Hrs_in_dy+$C22073)","v":0.80083516575099611},{"$f":"INDEX(ePrice!$F22074:$K22074,P_Off)*EPrice_Fac","v":19.804755893383845},15.55141824553718,null,15.55141824553718,13.478988304093566,1.7448509999999999,35.713307211031342,73.074428659649115,"E","E","E","|",".",".","."]
[12,3,14,{"$f":"INDEX(Assump!$C$30:$N$30,$A22074)*INDEX(Assump!$C$56:$FN$56,($B22074-1)*Hrs_in_dy+$C22074)","v":0.80083516575099611},{"$f":"INDEX(ePrice!$F22075:$K22075,P_Off)*EPrice_Fac","v":13.491475122854771},15.55141824553718,null,15.55141824553718,13.478988304093566,1.7448509999999999,29.336255927668638,73.074428659649115,"E","E","E","|",".",".","."]
[12,3,15,{"$f":"INDEX(Assump!$C$30:$N$30,$A22075)*INDEX(Assump!$C$56:$FN$56,($B22075-1)*Hrs_in_dy+$C22075)","v":0.80083516575099611},{"$f":"INDEX(ePrice!$F22076:$K22076,P_Off)*EPrice_Fac","v":18.78098063329805},15.55141824553718,null,15.55141824553718,13.478988304093566,1.7448509999999999,34.67919078670225,73.074428659649115,"E","E","E","|",".",".","."]
[12,3,16,{"$f":"INDEX(Assump!$C$30:$N$30,$A22076)*INDEX(Assump!$C$56:$FN$56,($B22076-1)*Hrs_in_dy+$C22076)","v":0.80083516575099611},{"$f":"INDEX(ePrice!$F22077:$K22077,P_Off)*EPrice_Fac","v":26.294549639789782},15.55141824553718,null,15.55141824553718,13.478988304093566,1.7448509999999999,42.268654429623197,73.074428659649115,"E","E","E","|",".",".","."]
[12,3,17,{"$f":"INDEX(Assump!$C$30:$N$30,$A22077)*INDEX(Assump!$C$56:$FN$56,($B22077-1)*Hrs_in_dy+$C22077)","v":0.80083516575099611},{"$f":"INDEX(ePrice!$F22078:$K22078,P_Off)*EPrice_Fac","v":26.712297016031687},15.55141824553718,null,15.55141824553718,13.478988304093566,1.7448509999999999,42.69062147633219,73.074428659649115,"E","E","E","|",".",".","."]
[12,3,18,{"$f":"INDEX(Assump!$C$30:$N$30,$A22078)*INDEX(Assump!$C$56:$FN$56,($B22078-1)*Hrs_in_dy+$C22078)","v":0.80083516575099611},{"$f":"INDEX(ePrice!$F22079:$K22079,P_Off)*EPrice_Fac","v":27.759607339567729},15.55141824553718,null,15.55141824553718,13.478988304093566,1.7448509999999999,43.748510692025157,73.074428659649115,"E","E","E","|",".",".","."]
[12,3,19,{"$f":"INDEX(Assump!$C$30:$N$30,$A22079)*INDEX(Assump!$C$56:$FN$56,($B22079-1)*Hrs_in_dy+$C22079)","v":0.80083516575099611},{"$f":"INDEX(ePrice!$F22080:$K22080,P_Off)*EPrice_Fac","v":27.436000217126814},15.55141824553718,null,15.55141824553718,13.478988304093566,1.7448509999999999,43.421634810771714,73.074428659649115,"E","E","E","|",".",".","."]
[12,3,20,{"$f":"INDEX(Assump!$C$30:$N$30,$A22080)*INDEX(Assump!$C$56:$FN$56,($B22080-1)*Hrs_in_dy+$C22080)","v":0.80083516575099611},{"$f":"INDEX(ePrice!$F22081:$K22081,P_Off)*EPrice_Fac","v":27.518372939202692},15.55141824553718,null,15.55141824553718,13.478988304093566,1.7448509999999999,43.504839580545323,73.074428659649115,"E","E","E","|",".",".","."]
[12,3,21,{"$f":"INDEX(Assump!$C$30:$N$30,$A22081)*INDEX(Assump!$C$56:$FN$56,($B22081-1)*Hrs_in_dy+$C22081)","v":0.80083516575099611},{"$f":"INDEX(ePrice!$F22082:$K22082,P_Off)*EPrice_Fac","v":35.949809420254098},15.55141824553718,null,15.55141824553718,13.478988304093566,1.7448509999999999,52.021442086657856,73.074428659649115,"E","E","E","|",".",".","."]
[12,3,22,{"$f":"INDEX(Assump!$C$30:$N$30,$A22082)*INDEX(Assump!$C$56:$FN$56,($B22082-1)*Hrs_in_dy+$C22082)","v":0.80083516575099611},{"$f":"INDEX(ePrice!$F22083:$K22083,P_Off)*EPrice_Fac","v":35.755645146789547},15.55141824553718,null,15.55141824553718,13.478988304093566,1.7448509999999999,51.825316557905786,73.074428659649115,"E","E","E","|",".",".","."]
[12,3,23,{"$f":"INDEX(Assump!$C$30:$N$30,$A22083)*INDEX(Assump!$C$56:$FN$56,($B22083-1)*Hrs_in_dy+$C22083)","v":0.80083516575099611},{"$f":"INDEX(ePrice!$F22084:$K22084,P_Off)*EPrice_Fac","v":10.679035040550112},15.55141824553718,null,15.55141824553718,13.478988304093566,1.7448509999999999,26.49540735968413,73.074428659649115,"E","E","E","|",".",".","."]
[12,3,24,{"$f":"INDEX(Assump!$C$30:$N$30,$A22084)*INDEX(Assump!$C$56:$FN$56,($B22084-1)*Hrs_in_dy+$C22084)","v":0.80083516575099611},{"$f":"INDEX(ePrice!$F22085:$K22085,P_Off)*EPrice_Fac","v":2.6947647650534172},15.55141824553718,null,15.55141824553718,13.478988304093566,1.7448509999999999,18.430487889485455,73.074428659649115,"E","E","E","|",".",".","."]
[12,4,1,{"$f":"INDEX(Assump!$C$30:$N$30,$A22085)*INDEX(Assump!$C$56:$FN$56,($B22085-1)*Hrs_in_dy+$C22085)","v":0.80083516575099611},{"$f":"INDEX(ePrice!$F22086:$K22086,P_Off)*EPrice_Fac","v":3.5302595175372271E-2},{"$f":"Nwk_Elec_Var","v":15.55141824553718},null,15.55141824553718,{"$f":"IF(Other_fuel=\"Gas\",\nCHOOSE(Gas_price_option,Other_fuel_price_wholesale_flex,Gas_elec_m*$E22085+Gas_elec_c),\nOther_fuel_price_wholesale_flex)","v":13.478988304093566},{"$f":"IF(Other_fuel=\"Gas\",Nwk_Gas_Var,0)","v":1.7448509999999999},15.744162465366214,73.074428659649115,{"$f":"IF(K22085<L22085,ID_E,ID_O)","v":"E"},{"$f":"IF($C22085=1,IF(SUM($D22085:$D22108)=0,\".\",IF(SUMPRODUCT($K22085:$K22108,$D22085:$D22108)<SUMPRODUCT($L22085:$L22108,$D22085:$D22108),ID_E,ID_O)),N22084)","v":"E"},{"$f":"IF(SUM($B22085:$C22085)=2,IF(SUMPRODUCT($K22085:$K22252,$D22085:$D22252)<SUMPRODUCT($L22085:$L22252,$D22085:$D22252),ID_E,ID_O),O22084)","v":"E"},"|",{"$f":"IF($C22085=1,SUMIFS($D22085:$D22108,M22085:M22108,ID_O),\".\")","v":0.80083516575099611},{"$f":"IF($C22085=1,SUMIFS($D22085:$D22108,N22085:N22108,ID_O),\".\")","v":0},{"$f":"IF($C22085=1,SUMIFS($D22085:$D22108,O22085:O22108,ID_O),\".\")","v":0}]
[12,4,2,{"$f":"INDEX(Assump!$C$30:$N$30,$A22086)*INDEX(Assump!$C$56:$FN$56,($B22086-1)*Hrs_in_dy+$C22086)","v":0.80083516575099611},{"$f":"INDEX(ePrice!$F22087:$K22087,P_Off)*EPrice_Fac","v":4.7070126900496369E-2},15.55141824553718,null,{"$f":"SUM($F22086:$G22086)","v":15.55141824553718},13.478988304093566,1.7448509999999999,{"$f":"SUM(E22086,H22086)/COP_Elec","v":15.756048861048159},{"$f":"SUM(I22086:J22086)*GJ_MWh/COP_Other","v":73.074428659649115},"E","E","E","|",".",".","."]
[12,4,3,{"$f":"INDEX(Assump!$C$30:$N$30,$A22087)*INDEX(Assump!$C$56:$FN$56,($B22087-1)*Hrs_in_dy+$C22087)","v":0.80083516575099611},{"$f":"INDEX(ePrice!$F22088:$K22088,P_Off)*EPrice_Fac","v":4.7070126900496369E-2},15.55141824553718,null,15.55141824553718,13.478988304093566,1.7448509999999999,15.756048861048159,73.074428659649115,"E","E","E","|",".",".","."]
[12,4,4,{"$f":"INDEX(Assump!$C$30:$N$30,$A22088)*INDEX(Assump!$C$56:$FN$56,($B22088-1)*Hrs_in_dy+$C22088)","v":0.80083516575099611},{"$f":"INDEX(ePrice!$F22089:$K22089,P_Off)*EPrice_Fac","v":4.7070126900496369E-2},15.55141824553718,null,15.55141824553718,13.478988304093566,1.7448509999999999,15.756048861048159,73.074428659649115,"E","E","E","|",".",".","."]
[12,4,5,{"$f":"INDEX(Assump!$C$30:$N$30,$A22089)*INDEX(Assump!$C$56:$FN$56,($B22089-1)*Hrs_in_dy+$C22089)","v":0.80083516575099611},{"$f":"INDEX(ePrice!$F22090:$K22090,P_Off)*EPrice_Fac","v":3.5302595175372271E-2},15.55141824553718,null,15.55141824553718,13.478988304093566,1.7448509999999999,15.744162465366214,73.074428659649115,"E","E","E","|",".",".","."]
[12,4,6,{"$f":"INDEX(Assump!$C$30:$N$30,$A22090)*INDEX(Assump!$C$56:$FN$56,($B22090-1)*Hrs_in_dy+$C22090)","v":0.80083516575099611},{"$f":"INDEX(ePrice!$F22091:$K22091,P_Off)*EPrice_Fac","v":8.237272207586864E-2},15.55141824553718,null,15.55141824553718,13.478988304093566,1.7448509999999999,15.791708048093989,73.074428659649115,"E","E","E","|",".",".","."]
[12,4,7,{"$f":"INDEX(Assump!$C$30:$N$30,$A22091)*INDEX(Assump!$C$56:$FN$56,($B22091-1)*Hrs_in_dy+$C22091)","v":0.80083516575099611},{"$f":"INDEX(ePrice!$F22092:$K22092,P_Off)*EPrice_Fac","v":2.2122959643233289},15.55141824553718,null,15.55141824553718,13.478988304093566,1.7448509999999999,17.943145666525769,73.074428659649115,"E","E","E","|",".",".","."]
[12,4,8,{"$f":"INDEX(Assump!$C$30:$N$30,$A22092)*INDEX(Assump!$C$56:$FN$56,($B22092-1)*Hrs_in_dy+$C22092)","v":0.80083516575099611},{"$f":"INDEX(ePrice!$F22093:$K22093,P_Off)*EPrice_Fac","v":3.2301874585465633},15.55141824553718,null,15.55141824553718,13.478988304093566,1.7448509999999999,18.971318893013883,73.074428659649115,"E","E","E","|",".",".","."]
[12,4,9,{"$f":"INDEX(Assump!$C$30:$N$30,$A22093)*INDEX(Assump!$C$56:$FN$56,($B22093-1)*Hrs_in_dy+$C22093)","v":0.80083516575099611},{"$f":"INDEX(ePrice!$F22094:$K22094,P_Off)*EPrice_Fac","v":12.979587492811872},15.55141824553718,null,15.55141824553718,13.478988304093566,1.7448509999999999,28.819197715504092,73.074428659649115,"E","E","E","|",".",".","."]
[12,4,10,{"$f":"INDEX(Assump!$C$30:$N$30,$A22094)*INDEX(Assump!$C$56:$FN$56,($B22094-1)*Hrs_in_dy+$C22094)","v":0.80083516575099611},{"$f":"INDEX(ePrice!$F22095:$K22095,P_Off)*EPrice_Fac","v":26.588737932917883},15.55141824553718,null,15.55141824553718,13.478988304093566,1.7448509999999999,42.56581432167178,73.074428659649115,"E","E","E","|",".",".","."]
[12,4,11,{"$f":"INDEX(Assump!$C$30:$N$30,$A22095)*INDEX(Assump!$C$56:$FN$56,($B22095-1)*Hrs_in_dy+$C22095)","v":0.80083516575099611},{"$f":"INDEX(ePrice!$F22096:$K22096,P_Off)*EPrice_Fac","v":27.84786382750616},15.55141824553718,null,15.55141824553718,13.478988304093566,1.7448509999999999,43.837658659639736,73.074428659649115,"E","E","E","|",".",".","."]
[12,4,12,{"$f":"INDEX(Assump!$C$30:$N$30,$A22096)*INDEX(Assump!$C$56:$FN$56,($B22096-1)*Hrs_in_dy+$C22096)","v":0.80083516575099611},{"$f":"INDEX(ePrice!$F22097:$K22097,P_Off)*EPrice_Fac","v":17.821926797700435},15.55141824553718,null,15.55141824553718,13.478988304093566,1.7448509999999999,33.710449538623855,73.074428659649115,"E","E","E","|",".",".","."]
[12,4,13,{"$f":"INDEX(Assump!$C$30:$N$30,$A22097)*INDEX(Assump!$C$56:$FN$56,($B22097-1)*Hrs_in_dy+$C22097)","v":0.80083516575099611},{"$f":"INDEX(ePrice!$F22098:$K22098,P_Off)*EPrice_Fac","v":19.787104595796162},15.55141824553718,null,15.55141824553718,13.478988304093566,1.7448509999999999,35.695477617508431,73.074428659649115,"E","E","E","|",".",".","."]
[12,4,14,{"$f":"INDEX(Assump!$C$30:$N$30,$A22098)*INDEX(Assump!$C$56:$FN$56,($B22098-1)*Hrs_in_dy+$C22098)","v":0.80083516575099611},{"$f":"INDEX(ePrice!$F22099:$K22099,P_Off)*EPrice_Fac","v":20.310759757564178},15.55141824553718,null,15.55141824553718,13.478988304093566,1.7448509999999999,36.224422225354907,73.074428659649115,"E","E","E","|",".",".","."]
[12,4,15,{"$f":"INDEX(Assump!$C$30:$N$30,$A22099)*INDEX(Assump!$C$56:$FN$56,($B22099-1)*Hrs_in_dy+$C22099)","v":0.80083516575099611},{"$f":"INDEX(ePrice!$F22100:$K22100,P_Off)*EPrice_Fac","v":23.511528386797931},15.55141824553718,null,15.55141824553718,13.478988304093566,1.7448509999999999,39.457521850843548,73.074428659649115,"E","E","E","|",".",".","."]
[12,4,16,{"$f":"INDEX(Assump!$C$30:$N$30,$A22100)*INDEX(Assump!$C$56:$FN$56,($B22100-1)*Hrs_in_dy+$C22100)","v":0.80083516575099611},{"$f":"INDEX(ePrice!$F22101:$K22101,P_Off)*EPrice_Fac","v":13.238473190764603},15.55141824553718,null,15.55141824553718,13.478988304093566,1.7448509999999999,29.080698420506852,73.074428659649115,"E","E","E","|",".",".","."]
[12,4,17,{"$f":"INDEX(Assump!$C$30:$N$30,$A22101)*INDEX(Assump!$C$56:$FN$56,($B22101-1)*Hrs_in_dy+$C22101)","v":0.80083516575099611},{"$f":"INDEX(ePrice!$F22102:$K22102,P_Off)*EPrice_Fac","v":29.395294249359981},15.55141824553718,null,15.55141824553718,13.478988304093566,1.7448509999999999,45.400719691815318,73.074428659649115,"E","E","E","|",".",".","."]
[12,4,18,{"$f":"INDEX(Assump!$C$30:$N$30,$A22102)*INDEX(Assump!$C$56:$FN$56,($B22102-1)*Hrs_in_dy+$C22102)","v":0.80083516575099611},{"$f":"INDEX(ePrice!$F22103:$K22103,P_Off)*EPrice_Fac","v":36.908863255851706},15.55141824553718,null,15.55141824553718,13.478988304093566,1.7448509999999999,52.990183334736244,73.074428659649115,"E","E","E","|",".",".","."]
[12,4,19,{"$f":"INDEX(Assump!$C$30:$N$30,$A22103)*INDEX(Assump!$C$56:$FN$56,($B22103-1)*Hrs_in_dy+$C22103)","v":0.80083516575099611},{"$f":"INDEX(ePrice!$F22104:$K22104,P_Off)*EPrice_Fac","v":41.4217116724368},15.55141824553718,null,15.55141824553718,13.478988304093566,1.7448509999999999,57.548616078761597,73.074428659649115,"E","E","E","|",".",".","."]
[12,4,20,{"$f":"INDEX(Assump!$C$30:$N$30,$A22104)*INDEX(Assump!$C$56:$FN$56,($B22104-1)*Hrs_in_dy+$C22104)","v":0.80083516575099611},{"$f":"INDEX(ePrice!$F22105:$K22105,P_Off)*EPrice_Fac","v":47.429036618112647},15.55141824553718,null,15.55141824553718,13.478988304093566,1.7448509999999999,63.616621074393763,73.074428659649115,"E","E","E","|",".",".","."]
[12,4,21,{"$f":"INDEX(Assump!$C$30:$N$30,$A22105)*INDEX(Assump!$C$56:$FN$56,($B22105-1)*Hrs_in_dy+$C22105)","v":0.80083516575099611},{"$f":"INDEX(ePrice!$F22106:$K22106,P_Off)*EPrice_Fac","v":48.59990602476249},15.55141824553718,null,15.55141824553718,13.478988304093566,1.7448509999999999,64.799317444747146,73.074428659649115,"E","E","E","|",".",".","."]
[12,4,22,{"$f":"INDEX(Assump!$C$30:$N$30,$A22106)*INDEX(Assump!$C$56:$FN$56,($B22106-1)*Hrs_in_dy+$C22106)","v":0.80083516575099611},{"$f":"INDEX(ePrice!$F22107:$K22107,P_Off)*EPrice_Fac","v":62.515012289721724},15.55141824553718,null,15.55141824553718,13.478988304093566,1.7448509999999999,78.854980338645362,73.074428659649115,"G","E","E","|",".",".","."]
[12,4,23,{"$f":"INDEX(Assump!$C$30:$N$30,$A22107)*INDEX(Assump!$C$56:$FN$56,($B22107-1)*Hrs_in_dy+$C22107)","v":0.80083516575099611},{"$f":"INDEX(ePrice!$F22108:$K22108,P_Off)*EPrice_Fac","v":18.274976769117718},15.55141824553718,null,15.55141824553718,13.478988304093566,1.7448509999999999,34.168075772378685,73.074428659649115,"E","E","E","|",".",".","."]
[12,4,24,{"$f":"INDEX(Assump!$C$30:$N$30,$A22108)*INDEX(Assump!$C$56:$FN$56,($B22108-1)*Hrs_in_dy+$C22108)","v":0.80083516575099611},{"$f":"INDEX(ePrice!$F22109:$K22109,P_Off)*EPrice_Fac","v":0.15886167828917522},15.55141824553718,null,15.55141824553718,13.478988304093566,1.7448509999999999,15.868969620026622,73.074428659649115,"E","E","E","|",".",".","."]
[12,5,1,{"$f":"INDEX(Assump!$C$30:$N$30,$A22109)*INDEX(Assump!$C$56:$FN$56,($B22109-1)*Hrs_in_dy+$C22109)","v":0.80083516575099611},{"$f":"INDEX(ePrice!$F22110:$K22110,P_Off)*EPrice_Fac","v":0.12355908311380295},15.55141824553718,null,15.55141824553718,13.478988304093566,1.7448509999999999,15.83331043298079,73.074428659649115,"E","E","E","|",4.0041758287549802,0,0]
[12,5,2,{"$f":"INDEX(Assump!$C$30:$N$30,$A22110)*INDEX(Assump!$C$56:$FN$56,($B22110-1)*Hrs_in_dy+$C22110)","v":0.80083516575099611},{"$f":"INDEX(ePrice!$F22111:$K22111,P_Off)*EPrice_Fac","v":3.5302595175372271E-2},15.55141824553718,null,15.55141824553718,13.478988304093566,1.7448509999999999,15.744162465366214,73.074428659649115,"E","E","E","|",".",".","."]
[12,5,3,{"$f":"INDEX(Assump!$C$30:$N$30,$A22111)*INDEX(Assump!$C$56:$FN$56,($B22111-1)*Hrs_in_dy+$C22111)","v":0.80083516575099611},{"$f":"INDEX(ePrice!$F22112:$K22112,P_Off)*EPrice_Fac","v":3.5302595175372271E-2},15.55141824553718,null,15.55141824553718,13.478988304093566,1.7448509999999999,15.744162465366214,73.074428659649115,"E","E","E","|",".",".","."]
[12,5,4,{"$f":"INDEX(Assump!$C$30:$N$30,$A22112)*INDEX(Assump!$C$56:$FN$56,($B22112-1)*Hrs_in_dy+$C22112)","v":0.80083516575099611},{"$f":"INDEX(ePrice!$F22113:$K22113,P_Off)*EPrice_Fac","v":1.3650336801143943},15.55141824553718,null,15.55141824553718,13.478988304093566,1.7448509999999999,17.087325177425832,73.074428659649115,"E","E","E","|",".",".","."]
[12,5,5,{"$f":"INDEX(Assump!$C$30:$N$30,$A22113)*INDEX(Assump!$C$56:$FN$56,($B22113-1)*Hrs_in_dy+$C22113)","v":0.80083516575099611},{"$f":"INDEX(ePrice!$F22114:$K22114,P_Off)*EPrice_Fac","v":0.68840060591975927},15.55141824553718,null,15.55141824553718,13.478988304093566,1.7448509999999999,16.403857425714079,73.074428659649115,"E","E","E","|",".",".","."]
[12,5,6,{"$f":"INDEX(Assump!$C$30:$N$30,$A22114)*INDEX(Assump!$C$56:$FN$56,($B22114-1)*Hrs_in_dy+$C22114)","v":0.80083516575099611},{"$f":"INDEX(ePrice!$F22115:$K22115,P_Off)*EPrice_Fac","v":5.6719502915098126},15.55141824553718,null,15.55141824553718,13.478988304093566,1.7448509999999999,21.437745997017167,73.074428659649115,"E","E","E","|",".",".","."]
[12,5,7,{"$f":"INDEX(Assump!$C$30:$N$30,$A22115)*INDEX(Assump!$C$56:$FN$56,($B22115-1)*Hrs_in_dy+$C22115)","v":0.80083516575099611},{"$f":"INDEX(ePrice!$F22116:$K22116,P_Off)*EPrice_Fac","v":6.2956294729413882},15.55141824553718,null,15.55141824553718,13.478988304093566,1.7448509999999999,22.067724968160171,73.074428659649115,"E","E","E","|",".",".","."]
[12,5,8,{"$f":"INDEX(Assump!$C$30:$N$30,$A22116)*INDEX(Assump!$C$56:$FN$56,($B22116-1)*Hrs_in_dy+$C22116)","v":0.80083516575099611},{"$f":"INDEX(ePrice!$F22117:$K22117,P_Off)*EPrice_Fac","v":33.878723836632261},15.55141824553718,null,15.55141824553718,13.478988304093566,1.7448509999999999,49.929436446635798,73.074428659649115,"E","E","E","|",".",".","."]
[12,5,9,{"$f":"INDEX(Assump!$C$30:$N$30,$A22117)*INDEX(Assump!$C$56:$FN$56,($B22117-1)*Hrs_in_dy+$C22117)","v":0.80083516575099611},{"$f":"INDEX(ePrice!$F22118:$K22118,P_Off)*EPrice_Fac","v":42.804396650138877},15.55141824553718,null,15.55141824553718,13.478988304093566,1.7448509999999999,58.945267571389955,73.074428659649115,"E","E","E","|",".",".","."]
[12,5,10,{"$f":"INDEX(Assump!$C$30:$N$30,$A22118)*INDEX(Assump!$C$56:$FN$56,($B22118-1)*Hrs_in_dy+$C22118)","v":0.80083516575099611},{"$f":"INDEX(ePrice!$F22119:$K22119,P_Off)*EPrice_Fac","v":51.16522794083955},15.55141824553718,null,15.55141824553718,13.478988304093566,1.7448509999999999,67.39055170341085,73.074428659649115,"E","E","E","|",".",".","."]
[12,5,11,{"$f":"INDEX(Assump!$C$30:$N$30,$A22119)*INDEX(Assump!$C$56:$FN$56,($B22119-1)*Hrs_in_dy+$C22119)","v":0.80083516575099611},{"$f":"INDEX(ePrice!$F22120:$K22120,P_Off)*EPrice_Fac","v":56.537106173358701},15.55141824553718,null,15.55141824553718,13.478988304093566,1.7448509999999999,72.81669133221807,73.074428659649115,"E","E","E","|",".",".","."]
[12,5,12,{"$f":"INDEX(Assump!$C$30:$N$30,$A22120)*INDEX(Assump!$C$56:$FN$56,($B22120-1)*Hrs_in_dy+$C22120)","v":0.80083516575099611},{"$f":"INDEX(ePrice!$F22121:$K22121,P_Off)*EPrice_Fac","v":38.056197599051302},15.55141824553718,null,15.55141824553718,13.478988304093566,1.7448509999999999,54.149106913725738,73.074428659649115,"E","E","E","|",".",".","."]
[12,5,13,{"$f":"INDEX(Assump!$C$30:$N$30,$A22121)*INDEX(Assump!$C$56:$FN$56,($B22121-1)*Hrs_in_dy+$C22121)","v":0.80083516575099611},{"$f":"INDEX(ePrice!$F22122:$K22122,P_Off)*EPrice_Fac","v":27.053555436060286},15.55141824553718,null,15.55141824553718,13.478988304093566,1.7448509999999999,43.035326951108551,73.074428659649115,"E","E","E","|",".",".","."]
[12,5,14,{"$f":"INDEX(Assump!$C$30:$N$30,$A22122)*INDEX(Assump!$C$56:$FN$56,($B22122-1)*Hrs_in_dy+$C22122)","v":0.80083516575099611},{"$f":"INDEX(ePrice!$F22123:$K22123,P_Off)*EPrice_Fac","v":31.219261666754214},15.55141824553718,null,15.55141824553718,13.478988304093566,1.7448509999999999,47.243111022516558,73.074428659649115,"E","E","E","|",".",".","."]
[12,5,15,{"$f":"INDEX(Assump!$C$30:$N$30,$A22123)*INDEX(Assump!$C$56:$FN$56,($B22123-1)*Hrs_in_dy+$C22123)","v":0.80083516575099611},{"$f":"INDEX(ePrice!$F22124:$K22124,P_Off)*EPrice_Fac","v":46.905381456344628},15.55141824553718,null,15.55141824553718,13.478988304093566,1.7448509999999999,63.087676466547279,73.074428659649115,"E","E","E","|",".",".","."]
[12,5,16,{"$f":"INDEX(Assump!$C$30:$N$30,$A22124)*INDEX(Assump!$C$56:$FN$56,($B22124-1)*Hrs_in_dy+$C22124)","v":0.80083516575099611},{"$f":"INDEX(ePrice!$F22125:$K22125,P_Off)*EPrice_Fac","v":48.493998239236376},15.55141824553718,null,15.55141824553718,13.478988304093566,1.7448509999999999,64.692339883609648,73.074428659649115,"E","E","E","|",".",".","."]
[12,5,17,{"$f":"INDEX(Assump!$C$30:$N$30,$A22125)*INDEX(Assump!$C$56:$FN$56,($B22125-1)*Hrs_in_dy+$C22125)","v":0.80083516575099611},{"$f":"INDEX(ePrice!$F22126:$K22126,P_Off)*EPrice_Fac","v":53.665828432428427},15.55141824553718,null,15.55141824553718,13.478988304093566,1.7448509999999999,69.916410785823842,73.074428659649115,"E","E","E","|",".",".","."]
[12,5,18,{"$f":"INDEX(Assump!$C$30:$N$30,$A22126)*INDEX(Assump!$C$56:$FN$56,($B22126-1)*Hrs_in_dy+$C22126)","v":0.80083516575099611},{"$f":"INDEX(ePrice!$F22127:$K22127,P_Off)*EPrice_Fac","v":65.168590693737215},15.55141824553718,null,15.55141824553718,13.478988304093566,1.7448509999999999,81.535362564923631,73.074428659649115,"G","E","E","|",".",".","."]
[12,5,19,{"$f":"INDEX(Assump!$C$30:$N$30,$A22127)*INDEX(Assump!$C$56:$FN$56,($B22127-1)*Hrs_in_dy+$C22127)","v":0.80083516575099611},{"$f":"INDEX(ePrice!$F22128:$K22128,P_Off)*EPrice_Fac","v":65.121520566836722},15.55141824553718,null,15.55141824553718,13.478988304093566,1.7448509999999999,81.487816982195852,73.074428659649115,"G","E","E","|",".",".","."]
[12,5,20,{"$f":"INDEX(Assump!$C$30:$N$30,$A22128)*INDEX(Assump!$C$56:$FN$56,($B22128-1)*Hrs_in_dy+$C22128)","v":0.80083516575099611},{"$f":"INDEX(ePrice!$F22129:$K22129,P_Off)*EPrice_Fac","v":66.804277603529457},15.55141824553718,null,15.55141824553718,13.478988304093566,1.7448509999999999,83.187571564713778,73.074428659649115,"G","E","E","|",".",".","."]
[12,5,21,{"$f":"INDEX(Assump!$C$30:$N$30,$A22129)*INDEX(Assump!$C$56:$FN$56,($B22129-1)*Hrs_in_dy+$C22129)","v":0.80083516575099611},{"$f":"INDEX(ePrice!$F22130:$K22130,P_Off)*EPrice_Fac","v":66.351227632112185},15.55141824553718,null,15.55141824553718,13.478988304093566,1.7448509999999999,82.729945330958955,73.074428659649115,"G","E","E","|",".",".","."]
[12,5,22,{"$f":"INDEX(Assump!$C$30:$N$30,$A22130)*INDEX(Assump!$C$56:$FN$56,($B22130-1)*Hrs_in_dy+$C22130)","v":0.80083516575099611},{"$f":"INDEX(ePrice!$F22131:$K22131,P_Off)*EPrice_Fac","v":59.861433885706248},15.55141824553718,null,15.55141824553718,13.478988304093566,1.7448509999999999,76.174598112367093,73.074428659649115,"G","E","E","|",".",".","."]
[12,5,23,{"$f":"INDEX(Assump!$C$30:$N$30,$A22131)*INDEX(Assump!$C$56:$FN$56,($B22131-1)*Hrs_in_dy+$C22131)","v":0.80083516575099611},{"$f":"INDEX(ePrice!$F22132:$K22132,P_Off)*EPrice_Fac","v":35.243757516746648},15.55141824553718,null,15.55141824553718,13.478988304093566,1.7448509999999999,51.308258345741237,73.074428659649115,"E","E","E","|",".",".","."]
[12,5,24,{"$f":"INDEX(Assump!$C$30:$N$30,$A22132)*INDEX(Assump!$C$56:$FN$56,($B22132-1)*Hrs_in_dy+$C22132)","v":0.80083516575099611},{"$f":"INDEX(ePrice!$F22133:$K22133,P_Off)*EPrice_Fac","v":41.862994112128959},15.55141824553718,null,15.55141824553718,13.478988304093566,1.7448509999999999,57.994355916834479,73.074428659649115,"E","E","E","|",".",".","."]
[12,6,1,{"$f":"INDEX(Assump!$C$30:$N$30,$A22133)*INDEX(Assump!$C$56:$FN$56,($B22133-1)*Hrs_in_dy+$C22133)","v":0.80083516575099611},{"$f":"INDEX(ePrice!$F22134:$K22134,P_Off)*EPrice_Fac","v":17.827810563562998},15.55141824553718,null,15.55141824553718,13.478988304093566,1.7448509999999999,33.716392736464826,73.074428659649115,"E","E","E","|",0,0,0]
[12,6,2,{"$f":"INDEX(Assump!$C$30:$N$30,$A22134)*INDEX(Assump!$C$56:$FN$56,($B22134-1)*Hrs_in_dy+$C22134)","v":0.80083516575099611},{"$f":"INDEX(ePrice!$F22135:$K22135,P_Off)*EPrice_Fac","v":6.2956294729413882},15.55141824553718,null,15.55141824553718,13.478988304093566,1.7448509999999999,22.067724968160171,73.074428659649115,"E","E","E","|",".",".","."]
[12,6,3,{"$f":"INDEX(Assump!$C$30:$N$30,$A22135)*INDEX(Assump!$C$56:$FN$56,($B22135-1)*Hrs_in_dy+$C22135)","v":0.80083516575099611},{"$f":"INDEX(ePrice!$F22136:$K22136,P_Off)*EPrice_Fac","v":8.8962539841938124},15.55141824553718,null,15.55141824553718,13.478988304093566,1.7448509999999999,24.694618413869687,73.074428659649115,"E","E","E","|",".",".","."]
[12,6,4,{"$f":"INDEX(Assump!$C$30:$N$30,$A22136)*INDEX(Assump!$C$56:$FN$56,($B22136-1)*Hrs_in_dy+$C22136)","v":0.80083516575099611},{"$f":"INDEX(ePrice!$F22137:$K22137,P_Off)*EPrice_Fac","v":8.8138812621179454},15.55141824553718,null,15.55141824553718,13.478988304093566,1.7448509999999999,24.611413644096086,73.074428659649115,"E","E","E","|",".",".","."]
[12,6,5,{"$f":"INDEX(Assump!$C$30:$N$30,$A22137)*INDEX(Assump!$C$56:$FN$56,($B22137-1)*Hrs_in_dy+$C22137)","v":0.80083516575099611},{"$f":"INDEX(ePrice!$F22138:$K22138,P_Off)*EPrice_Fac","v":25.641451629045392},15.55141824553718,null,15.55141824553718,13.478988304093566,1.7448509999999999,41.608959469275327,73.074428659649115,"E","E","E","|",".",".","."]
[12,6,6,{"$f":"INDEX(Assump!$C$30:$N$30,$A22138)*INDEX(Assump!$C$56:$FN$56,($B22138-1)*Hrs_in_dy+$C22138)","v":0.80083516575099611},{"$f":"INDEX(ePrice!$F22139:$K22139,P_Off)*EPrice_Fac","v":34.35530887149978},15.55141824553718,null,15.55141824553718,13.478988304093566,1.7448509999999999,50.410835471754503,73.074428659649115,"E","E","E","|",".",".","."]
[12,6,7,{"$f":"INDEX(Assump!$C$30:$N$30,$A22139)*INDEX(Assump!$C$56:$FN$56,($B22139-1)*Hrs_in_dy+$C22139)","v":0.80083516575099611},{"$f":"INDEX(ePrice!$F22140:$K22140,P_Off)*EPrice_Fac","v":36.791187938600473},15.55141824553718,null,15.55141824553718,13.478988304093566,1.7448509999999999,52.871319377916819,73.074428659649115,"E","E","E","|",".",".","."]
[12,6,8,{"$f":"INDEX(Assump!$C$30:$N$30,$A22140)*INDEX(Assump!$C$56:$FN$56,($B22140-1)*Hrs_in_dy+$C22140)","v":0.80083516575099611},{"$f":"INDEX(ePrice!$F22141:$K22141,P_Off)*EPrice_Fac","v":42.392533039759542},15.55141824553718,null,15.55141824553718,13.478988304093566,1.7448509999999999,58.52924372252194,73.074428659649115,"E","E","E","|",".",".","."]
[12,6,9,{"$f":"INDEX(Assump!$C$30:$N$30,$A22141)*INDEX(Assump!$C$56:$FN$56,($B22141-1)*Hrs_in_dy+$C22141)","v":0.80083516575099611},{"$f":"INDEX(ePrice!$F22142:$K22142,P_Off)*EPrice_Fac","v":44.516572516144436},15.55141824553718,null,15.55141824553718,13.478988304093566,1.7448509999999999,60.674738143112741,73.074428659649115,"E","E","E","|",".",".","."]
[12,6,10,{"$f":"INDEX(Assump!$C$30:$N$30,$A22142)*INDEX(Assump!$C$56:$FN$56,($B22142-1)*Hrs_in_dy+$C22142)","v":0.80083516575099611},{"$f":"INDEX(ePrice!$F22143:$K22143,P_Off)*EPrice_Fac","v":41.49231686278754},15.55141824553718,null,15.55141824553718,13.478988304093566,1.7448509999999999,57.619934452853251,73.074428659649115,"E","E","E","|",".",".","."]
[12,6,11,{"$f":"INDEX(Assump!$C$30:$N$30,$A22143)*INDEX(Assump!$C$56:$FN$56,($B22143-1)*Hrs_in_dy+$C22143)","v":0.80083516575099611},{"$f":"INDEX(ePrice!$F22144:$K22144,P_Off)*EPrice_Fac","v":39.762489699194305},15.55141824553718,null,15.55141824553718,13.478988304093566,1.7448509999999999,55.872634287607561,73.074428659649115,"E","E","E","|",".",".","."]
[12,6,12,{"$f":"INDEX(Assump!$C$30:$N$30,$A22144)*INDEX(Assump!$C$56:$FN$56,($B22144-1)*Hrs_in_dy+$C22144)","v":0.80083516575099611},{"$f":"INDEX(ePrice!$F22145:$K22145,P_Off)*EPrice_Fac","v":30.177835109080732},15.55141824553718,null,15.55141824553718,13.478988304093566,1.7448509999999999,46.191165004664555,73.074428659649115,"E","E","E","|",".",".","."]
[12,6,13,{"$f":"INDEX(Assump!$C$30:$N$30,$A22145)*INDEX(Assump!$C$56:$FN$56,($B22145-1)*Hrs_in_dy+$C22145)","v":0.80083516575099611},{"$f":"INDEX(ePrice!$F22146:$K22146,P_Off)*EPrice_Fac","v":29.336456590734361},15.55141824553718,null,15.55141824553718,13.478988304093566,1.7448509999999999,45.341287713405599,73.074428659649115,"E","E","E","|",".",".","."]
[12,6,14,{"$f":"INDEX(Assump!$C$30:$N$30,$A22146)*INDEX(Assump!$C$56:$FN$56,($B22146-1)*Hrs_in_dy+$C22146)","v":0.80083516575099611},{"$f":"INDEX(ePrice!$F22147:$K22147,P_Off)*EPrice_Fac","v":21.99940056011949},15.55141824553718,null,15.55141824553718,13.478988304093566,1.7448509999999999,37.930120005713803,73.074428659649115,"E","E","E","|",".",".","."]
[12,6,15,{"$f":"INDEX(Assump!$C$30:$N$30,$A22147)*INDEX(Assump!$C$56:$FN$56,($B22147-1)*Hrs_in_dy+$C22147)","v":0.80083516575099611},{"$f":"INDEX(ePrice!$F22148:$K22148,P_Off)*EPrice_Fac","v":21.99940056011949},15.55141824553718,null,15.55141824553718,13.478988304093566,1.7448509999999999,37.930120005713803,73.074428659649115,"E","E","E","|",".",".","."]
[12,6,16,{"$f":"INDEX(Assump!$C$30:$N$30,$A22148)*INDEX(Assump!$C$56:$FN$56,($B22148-1)*Hrs_in_dy+$C22148)","v":0.80083516575099611},{"$f":"INDEX(ePrice!$F22149:$K22149,P_Off)*EPrice_Fac","v":28.948128043805266},15.55141824553718,null,15.55141824553718,13.478988304093566,1.7448509999999999,44.949036655901459,73.074428659649115,"E","E","E","|",".",".","."]
[12,6,17,{"$f":"INDEX(Assump!$C$30:$N$30,$A22149)*INDEX(Assump!$C$56:$FN$56,($B22149-1)*Hrs_in_dy+$C22149)","v":0.80083516575099611},{"$f":"INDEX(ePrice!$F22150:$K22150,P_Off)*EPrice_Fac","v":30.830933119825119},{"$f":"Nwk_Elec_Var","v":15.55141824553718},null,15.55141824553718,{"$f":"IF(Other_fuel=\"Gas\",\nCHOOSE(Gas_price_option,Other_fuel_price_wholesale_flex,Gas_elec_m*$E22149+Gas_elec_c),\nOther_fuel_price_wholesale_flex)","v":13.478988304093566},{"$f":"IF(Other_fuel=\"Gas\",Nwk_Gas_Var,0)","v":1.7448509999999999},46.850859965012418,73.074428659649115,{"$f":"IF(K22149<L22149,ID_E,ID_O)","v":"E"},{"$f":"IF($C22149=1,IF(SUM($D22149:$D22172)=0,\".\",IF(SUMPRODUCT($K22149:$K22172,$D22149:$D22172)<SUMPRODUCT($L22149:$L22172,$D22149:$D22172),ID_E,ID_O)),N22148)","v":"E"},{"$f":"IF(SUM($B22149:$C22149)=2,IF(SUMPRODUCT($K22149:$K22316,$D22149:$D22316)<SUMPRODUCT($L22149:$L22316,$D22149:$D22316),ID_E,ID_O),O22148)","v":"E"},"|",{"$f":"IF($C22149=1,SUMIFS($D22149:$D22172,M22149:M22172,ID_O),\".\")","v":"."},{"$f":"IF($C22149=1,SUMIFS($D22149:$D22172,N22149:N22172,ID_O),\".\")","v":"."},{"$f":"IF($C22149=1,SUMIFS($D22149:$D22172,O22149:O22172,ID_O),\".\")","v":"."}]
[12,6,18,{"$f":"INDEX(Assump!$C$30:$N$30,$A22150)*INDEX(Assump!$C$56:$FN$56,($B22150-1)*Hrs_in_dy+$C22150)","v":0.80083516575099611},{"$f":"INDEX(ePrice!$F22151:$K22151,P_Off)*EPrice_Fac","v":34.35530887149978},15.55141824553718,null,{"$f":"SUM($F22150:$G22150)","v":15.55141824553718},13.478988304093566,1.7448509999999999,{"$f":"SUM(E22150,H22150)/COP_Elec","v":50.410835471754503},{"$f":"SUM(I22150:J22150)*GJ_MWh/COP_Other","v":73.074428659649115},"E","E","E","|",".",".","."]
[12,6,19,{"$f":"INDEX(Assump!$C$30:$N$30,$A22151)*INDEX(Assump!$C$56:$FN$56,($B22151-1)*Hrs_in_dy+$C22151)","v":0.80083516575099611},{"$f":"INDEX(ePrice!$F22152:$K22152,P_Off)*EPrice_Fac","v":46.440563953202229},15.55141824553718,null,15.55141824553718,13.478988304093566,1.7448509999999999,62.618163837110515,73.074428659649115,"E","E","E","|",".",".","."]
[12,6,20,{"$f":"INDEX(Assump!$C$30:$N$30,$A22152)*INDEX(Assump!$C$56:$FN$56,($B22152-1)*Hrs_in_dy+$C22152)","v":0.80083516575099611},{"$f":"INDEX(ePrice!$F22153:$K22153,P_Off)*EPrice_Fac","v":28.618637155501791},15.55141824553718,null,15.55141824553718,13.478988304093566,1.7448509999999999,44.616217576807045,73.074428659649115,"E","E","E","|",".",".","."]
[12,6,21,{"$f":"INDEX(Assump!$C$30:$N$30,$A22153)*INDEX(Assump!$C$56:$FN$56,($B22153-1)*Hrs_in_dy+$C22153)","v":0.80083516575099611},{"$f":"INDEX(ePrice!$F22154:$K22154,P_Off)*EPrice_Fac","v":27.459535280577064},15.55141824553718,null,15.55141824553718,13.478988304093566,1.7448509999999999,43.445407602135596,73.074428659649115,"E","E","E","|",".",".","."]
[12,6,22,{"$f":"INDEX(Assump!$C$30:$N$30,$A22154)*INDEX(Assump!$C$56:$FN$56,($B22154-1)*Hrs_in_dy+$C22154)","v":0.80083516575099611},{"$f":"INDEX(ePrice!$F22155:$K22155,P_Off)*EPrice_Fac","v":27.465419046439628},15.55141824553718,null,15.55141824553718,13.478988304093566,1.7448509999999999,43.451350799976574,73.074428659649115,"E","E","E","|",".",".","."]
[12,6,23,{"$f":"INDEX(Assump!$C$30:$N$30,$A22155)*INDEX(Assump!$C$56:$FN$56,($B22155-1)*Hrs_in_dy+$C22155)","v":0.80083516575099611},{"$f":"INDEX(ePrice!$F22156:$K22156,P_Off)*EPrice_Fac","v":28.206773545122445},15.55141824553718,null,15.55141824553718,13.478988304093566,1.7448509999999999,44.200193727939016,73.074428659649115,"E","E","E","|",".",".","."]
[12,6,24,{"$f":"INDEX(Assump!$C$30:$N$30,$A22156)*INDEX(Assump!$C$56:$FN$56,($B22156-1)*Hrs_in_dy+$C22156)","v":0.80083516575099611},{"$f":"INDEX(ePrice!$F22157:$K22157,P_Off)*EPrice_Fac","v":36.120438630268396},15.55141824553718,null,15.55141824553718,13.478988304093566,1.7448509999999999,52.193794824046037,73.074428659649115,"E","E","E","|",".",".","."]
[12,7,1,{"$f":"INDEX(Assump!$C$30:$N$30,$A22157)*INDEX(Assump!$C$56:$FN$56,($B22157-1)*Hrs_in_dy+$C22157)","v":0.80083516575099611},{"$f":"INDEX(ePrice!$F22158:$K22158,P_Off)*EPrice_Fac","v":32.184199268214385},15.55141824553718,null,15.55141824553718,13.478988304093566,1.7448509999999999,48.217795468435924,73.074428659649115,"E","E","E","|",0.80083516575099611,0,0]
[12,7,2,{"$f":"INDEX(Assump!$C$30:$N$30,$A22158)*INDEX(Assump!$C$56:$FN$56,($B22158-1)*Hrs_in_dy+$C22158)","v":0.80083516575099611},{"$f":"INDEX(ePrice!$F22159:$K22159,P_Off)*EPrice_Fac","v":18.828050760198547},15.55141824553718,null,15.55141824553718,13.478988304093566,1.7448509999999999,34.726736369430029,73.074428659649115,"E","E","E","|",".",".","."]
[12,7,3,{"$f":"INDEX(Assump!$C$30:$N$30,$A22159)*INDEX(Assump!$C$56:$FN$56,($B22159-1)*Hrs_in_dy+$C22159)","v":0.80083516575099611},{"$f":"INDEX(ePrice!$F22160:$K22160,P_Off)*EPrice_Fac","v":24.464698456532986},15.55141824553718,null,15.55141824553718,13.478988304093566,1.7448509999999999,40.420319901080973,73.074428659649115,"E","E","E","|",".",".","."]
[12,7,4,{"$f":"INDEX(Assump!$C$30:$N$30,$A22160)*INDEX(Assump!$C$56:$FN$56,($B22160-1)*Hrs_in_dy+$C22160)","v":0.80083516575099611},{"$f":"INDEX(ePrice!$F22161:$K22161,P_Off)*EPrice_Fac","v":8.8668351548810023},15.55141824553718,null,15.55141824553718,13.478988304093566,1.7448509999999999,24.664902424664827,73.074428659649115,"E","E","E","|",".",".","."]
[12,7,5,{"$f":"INDEX(Assump!$C$30:$N$30,$A22161)*INDEX(Assump!$C$56:$FN$56,($B22161-1)*Hrs_in_dy+$C22161)","v":0.80083516575099611},{"$f":"INDEX(ePrice!$F22162:$K22162,P_Off)*EPrice_Fac","v":9.6317247170140678},15.55141824553718,null,15.55141824553718,13.478988304093566,1.7448509999999999,25.437518143991159,73.074428659649115,"E","E","E","|",".",".","."]
[12,7,6,{"$f":"INDEX(Assump!$C$30:$N$30,$A22162)*INDEX(Assump!$C$56:$FN$56,($B22162-1)*Hrs_in_dy+$C22162)","v":0.80083516575099611},{"$f":"INDEX(ePrice!$F22163:$K22163,P_Off)*EPrice_Fac","v":10.567243489161434},15.55141824553718,null,15.55141824553718,13.478988304093566,1.7448509999999999,26.382486600705668,73.074428659649115,"E","E","E","|",".",".","."]
[12,7,7,{"$f":"INDEX(Assump!$C$30:$N$30,$A22163)*INDEX(Assump!$C$56:$FN$56,($B22163-1)*Hrs_in_dy+$C22163)","v":0.80083516575099611},{"$f":"INDEX(ePrice!$F22164:$K22164,P_Off)*EPrice_Fac","v":7.6783144506434704},15.55141824553718,null,15.55141824553718,13.478988304093566,1.7448509999999999,23.464376460788536,73.074428659649115,"E","E","E","|",".",".","."]
[12,7,8,{"$f":"INDEX(Assump!$C$30:$N$30,$A22164)*INDEX(Assump!$C$56:$FN$56,($B22164-1)*Hrs_in_dy+$C22164)","v":0.80083516575099611},{"$f":"INDEX(ePrice!$F22165:$K22165,P_Off)*EPrice_Fac","v":6.5545151708941187},15.55141824553718,null,15.55141824553718,13.478988304093566,1.7448509999999999,22.329225673162927,73.074428659649115,"E","E","E","|",".",".","."]
[12,7,9,{"$f":"INDEX(Assump!$C$30:$N$30,$A22165)*INDEX(Assump!$C$56:$FN$56,($B22165-1)*Hrs_in_dy+$C22165)","v":0.80083516575099611},{"$f":"INDEX(ePrice!$F22166:$K22166,P_Off)*EPrice_Fac","v":12.361792077242855},15.55141824553718,null,15.55141824553718,13.478988304093566,1.7448509999999999,28.195161942202056,73.074428659649115,"E","E","E","|",".",".","."]
[12,7,10,{"$f":"INDEX(Assump!$C$30:$N$30,$A22166)*INDEX(Assump!$C$56:$FN$56,($B22166-1)*Hrs_in_dy+$C22166)","v":0.80083516575099611},{"$f":"INDEX(ePrice!$F22167:$K22167,P_Off)*EPrice_Fac","v":15.768492511666283},15.55141824553718,null,15.55141824553718,13.478988304093566,1.7448509999999999,31.636273492124712,73.074428659649115,"E","E","E","|",".",".","."]
[12,7,11,{"$f":"INDEX(Assump!$C$30:$N$30,$A22167)*INDEX(Assump!$C$56:$FN$56,($B22167-1)*Hrs_in_dy+$C22167)","v":0.80083516575099611},{"$f":"INDEX(ePrice!$F22168:$K22168,P_Off)*EPrice_Fac","v":22.711336229489497},15.55141824553718,null,15.55141824553718,13.478988304093566,1.7448509999999999,38.649246944471386,73.074428659649115,"E","E","E","|",".",".","."]
[12,7,12,{"$f":"INDEX(Assump!$C$30:$N$30,$A22168)*INDEX(Assump!$C$56:$FN$56,($B22168-1)*Hrs_in_dy+$C22168)","v":0.80083516575099611},{"$f":"INDEX(ePrice!$F22169:$K22169,P_Off)*EPrice_Fac","v":15.209534754722888},15.55141824553718,null,15.55141824553718,13.478988304093566,1.7448509999999999,31.071669697232391,73.074428659649115,"E","E","E","|",".",".","."]
[12,7,13,{"$f":"INDEX(Assump!$C$30:$N$30,$A22169)*INDEX(Assump!$C$56:$FN$56,($B22169-1)*Hrs_in_dy+$C22169)","v":0.80083516575099611},{"$f":"INDEX(ePrice!$F22170:$K22170,P_Off)*EPrice_Fac","v":21.958214199081553},15.55141824553718,null,15.55141824553718,13.478988304093566,1.7448509999999999,37.888517620827002,73.074428659649115,"E","E","E","|",".",".","."]
[12,7,14,{"$f":"INDEX(Assump!$C$30:$N$30,$A22170)*INDEX(Assump!$C$56:$FN$56,($B22170-1)*Hrs_in_dy+$C22170)","v":0.80083516575099611},{"$f":"INDEX(ePrice!$F22171:$K22171,P_Off)*EPrice_Fac","v":34.35530887149978},15.55141824553718,null,15.55141824553718,13.478988304093566,1.7448509999999999,50.410835471754503,73.074428659649115,"E","E","E","|",".",".","."]
[12,7,15,{"$f":"INDEX(Assump!$C$30:$N$30,$A22171)*INDEX(Assump!$C$56:$FN$56,($B22171-1)*Hrs_in_dy+$C22171)","v":0.80083516575099611},{"$f":"INDEX(ePrice!$F22172:$K22172,P_Off)*EPrice_Fac","v":41.274617525872749},15.55141824553718,null,15.55141824553718,13.478988304093566,1.7448509999999999,57.400036132737299,73.074428659649115,"E","E","E","|",".",".","."]
[12,7,16,{"$f":"INDEX(Assump!$C$30:$N$30,$A22172)*INDEX(Assump!$C$56:$FN$56,($B22172-1)*Hrs_in_dy+$C22172)","v":0.80083516575099611},{"$f":"INDEX(ePrice!$F22173:$K22173,P_Off)*EPrice_Fac","v":44.975506253424271},15.55141824553718,null,15.55141824553718,13.478988304093566,1.7448509999999999,61.138307574708534,73.074428659649115,"E","E","E","|",".",".","."]
[12,7,17,{"$f":"INDEX(Assump!$C$30:$N$30,$A22173)*INDEX(Assump!$C$56:$FN$56,($B22173-1)*Hrs_in_dy+$C22173)","v":0.80083516575099611},{"$f":"INDEX(ePrice!$F22174:$K22174,P_Off)*EPrice_Fac","v":47.717341145378185},15.55141824553718,null,15.55141824553718,13.478988304093566,1.7448509999999999,63.907837768601375,73.074428659649115,"E","E","E","|",".",".","."]
[12,7,18,{"$f":"INDEX(Assump!$C$30:$N$30,$A22174)*INDEX(Assump!$C$56:$FN$56,($B22174-1)*Hrs_in_dy+$C22174)","v":0.80083516575099611},{"$f":"INDEX(ePrice!$F22175:$K22175,P_Off)*EPrice_Fac","v":78.348226225876189},15.55141824553718,null,15.55141824553718,13.478988304093566,1.7448509999999999,94.848125728700367,73.074428659649115,"G","E","E","|",".",".","."]
[12,7,19,{"$f":"INDEX(Assump!$C$30:$N$30,$A22175)*INDEX(Assump!$C$56:$FN$56,($B22175-1)*Hrs_in_dy+$C22175)","v":0.80083516575099611},{"$f":"INDEX(ePrice!$F22176:$K22176,P_Off)*EPrice_Fac","v":48.393974219572826},15.55141824553718,null,15.55141824553718,13.478988304093566,1.7448509999999999,64.591305520313142,73.074428659649115,"E","E","E","|",".",".","."]
[12,7,20,{"$f":"INDEX(Assump!$C$30:$N$30,$A22176)*INDEX(Assump!$C$56:$FN$56,($B22176-1)*Hrs_in_dy+$C22176)","v":0.80083516575099611},{"$f":"INDEX(ePrice!$F22177:$K22177,P_Off)*EPrice_Fac","v":32.766692088608032},15.55141824553718,null,15.55141824553718,13.478988304093566,1.7448509999999999,48.806172054692134,73.074428659649115,"E","E","E","|",".",".","."]
[12,7,21,{"$f":"INDEX(Assump!$C$30:$N$30,$A22177)*INDEX(Assump!$C$56:$FN$56,($B22177-1)*Hrs_in_dy+$C22177)","v":0.80083516575099611},{"$f":"INDEX(ePrice!$F22178:$K22178,P_Off)*EPrice_Fac","v":35.390851663310698},15.55141824553718,null,15.55141824553718,13.478988304093566,1.7448509999999999,51.456838291765536,73.074428659649115,"E","E","E","|",".",".","."]
[12,7,22,{"$f":"INDEX(Assump!$C$30:$N$30,$A22178)*INDEX(Assump!$C$56:$FN$56,($B22178-1)*Hrs_in_dy+$C22178)","v":0.80083516575099611},{"$f":"INDEX(ePrice!$F22179:$K22179,P_Off)*EPrice_Fac","v":30.360231850820156},15.55141824553718,null,15.55141824553718,13.478988304093566,1.7448509999999999,46.375404137734684,73.074428659649115,"E","E","E","|",".",".","."]
[12,7,23,{"$f":"INDEX(Assump!$C$30:$N$30,$A22179)*INDEX(Assump!$C$56:$FN$56,($B22179-1)*Hrs_in_dy+$C22179)","v":0.80083516575099611},{"$f":"INDEX(ePrice!$F22180:$K22180,P_Off)*EPrice_Fac","v":32.501922624792741},15.55141824553718,null,15.55141824553718,13.478988304093566,1.7448509999999999,48.538728151848403,73.074428659649115,"E","E","E","|",".",".","."]
[12,7,24,{"$f":"INDEX(Assump!$C$30:$N$30,$A22180)*INDEX(Assump!$C$56:$FN$56,($B22180-1)*Hrs_in_dy+$C22180)","v":0.80083516575099611},{"$f":"INDEX(ePrice!$F22181:$K22181,P_Off)*EPrice_Fac","v":23.552714747835868},15.55141824553718,null,15.55141824553718,13.478988304093566,1.7448509999999999,39.499124235730356,73.074428659649115,"E","E","E","|",".",".","."]
["B B B B B B","B B B B B B","B B B B B B","B B B B B B","B B B B B B","B B B B B B","B B B B B B","B B B B B B","B B B B B B","B B B B B B","B B B B B B","B B B B B B","B B B B B B","B B B B B B","B B B B B B","B B B B B B","B B B B B B","B B B B B B","B B B B B B"]
[null,null,null,null,null,null,null,null,null,null,null,null,null,null,null,"Daily fossil capacity factor",{"$f":"IF(MAX(Q$4:Q$22181)>0,AVERAGE(Q$4:Q$22181)/MAX(Q$4:Q$22181),0)","v":0.47674146859917538},0.50269805424439173,0.51387306442901748]
[null,null,null,null,null,null,null,null,null,null,null,null,null,null,null,"Premium on non-flex gas price",{"$f":"_xlfn.XLOOKUP(ROUND(Q22182,2),Fuel_CF_Ar,Fuel_Ar,,-1)","v":1.0135416666666668},{"$f":"_xlfn.XLOOKUP(ROUND(R22182,2),Fuel_CF_Ar,Fuel_Ar,,-1)","v":1.0125},{"$f":"_xlfn.XLOOKUP(ROUND(S22182,2),Fuel_CF_Ar,Fuel_Ar,,-1)","v":1.0120098039215686},{"$f":"AVERAGE($Q$22183:$S$22183)*Non_Flex_Other_Price","v":20.253676470588236}]

{"sheet":"Out","index":5,"n_rows":63,"n_cols":7,"rows_kept":63,"cut":false,"hidden":false,"merged":[]}
[null,null,"Single fuel",null,"Dual-fuel"]
[null,"Option:",{"$f":"Other_fuel","v":"Gas"},"Elec","Hourly","Daily","Weekly"]
["Operating patterns"]
["Capacity factors","Elec",null,{"$f":"AVERAGE(Prof_Ar)","v":0.62285704515123586},{"$f":"AVERAGE(Prof_Ar)*SUM(IF(ISNUMBER(Prof_Ar),IF(Calc!M$4:M$22181=ID_E,Prof_Ar)))/SUM(Prof_Ar)","v":0.14611557655205629},{"$f":"AVERAGE(Prof_Ar)*SUM(IF(ISNUMBER(Prof_Ar),IF(Calc!N$4:N$22181=ID_E,Prof_Ar)))/SUM(Prof_Ar)","v":0.12015899090684},{"$f":"AVERAGE(Prof_Ar)*SUM(IF(ISNUMBER(Prof_Ar),IF(Calc!O$4:O$22181=ID_E,Prof_Ar)))/SUM(Prof_Ar)","v":0.10898398072221446}]
[null,{"$f":"Other_fuel","v":"Gas"},{"$f":"AVERAGE(Prof_Ar)","v":0.62285704515123586},null,{"$f":"AVERAGE(Prof_Ar)*SUM(IF(ISNUMBER(Prof_Ar),IF(Calc!M$4:M$22181=ID_O,Prof_Ar)))/SUM(Prof_Ar)","v":0.47674146859920824},{"$f":"AVERAGE(Prof_Ar)*SUM(IF(ISNUMBER(Prof_Ar),IF(Calc!N$4:N$22181=ID_O,Prof_Ar)))/SUM(Prof_Ar)","v":0.50269805424442449},{"$f":"AVERAGE(Prof_Ar)*SUM(IF(ISNUMBER(Prof_Ar),IF(Calc!O$4:O$22181=ID_O,Prof_Ar)))/SUM(Prof_Ar)","v":0.51387306442904346}]
[null,"Total (check)",{"$f":"SUM(C4:C5)","v":0.62285704515123586},{"$f":"SUM(D4:D5)","v":0.62285704515123586},{"$f":"SUM(E4:E5)","v":0.6228570451512645},{"$f":"SUM(F4:F5)","v":0.6228570451512645},{"$f":"SUM(G4:G5)","v":0.62285704515125795}]
[]
["Elec prop'n of operation",null,{"$f":"C4/SUM(C4:C5)","v":0},{"$f":"D4/SUM(D4:D5)","v":1},{"$f":"E4/SUM(E4:E5)","v":0.2345892652086343},{"$f":"F4/SUM(F4:F5)","v":0.1929158413511381},{"$f":"G4/SUM(G4:G5)","v":0.17497430842377035}]
[]
["Wholesale + Nwk UoS costs ($k)"]
["Wholesale","Elec",null,{"$f":"SUM(IF(ISNUMBER(Prof_Ar),Prof_Ar*Elec_Whl_Ar))*Heat_load/COP_Elec/Num_hrs*Hrs_in_yr/1000","v":5598.085429816645},{"$f":"SUM(IF(ISNUMBER(Prof_Ar),IF(Calc!M$4:M$22181=ID_E,Prof_Ar*Elec_Whl_Ar)))*Heat_load/COP_Elec/Num_hrs*Hrs_in_yr/1000","v":440.24870720034164},{"$f":"SUM(IF(ISNUMBER(Prof_Ar),IF(Calc!N$4:N$22181=ID_E,Prof_Ar*Elec_Whl_Ar)))*Heat_load/COP_Elec/Num_hrs*Hrs_in_yr/1000","v":427.06460090678127},{"$f":"SUM(IF(ISNUMBER(Prof_Ar),IF(Calc!O$4:O$22181=ID_E,Prof_Ar*Elec_Whl_Ar)))*Heat_load/COP_Elec/Num_hrs*Hrs_in_yr/1000","v":434.13908031956049}]
[null,{"$f":"Other_fuel","v":"Gas"},{"$f":"IF(Other_fuel=\"Gas\",\nCHOOSE(Gas_price_option,\n         Other_fuel_price_wholesale_inflex*GJ_MWh*Heat_load/COP_Other*Hrs_in_yr*C5/1000,\n         SUM(IF(ISNUMBER(Prof_Ar),Prof_Ar*OtherFuel_Whl_Ar))*GJ_MWh*Heat_load/COP_Other/Num_hrs*Hrs_in_yr/1000),\nOther_fuel_price_wholesale_inflex*GJ_MWh*Heat_load/COP_Other*Hrs_in_yr*C5/1000)","v":6130.3680568453337},null,{"$f":"SUM(IF(ISNUMBER(Prof_Ar),IF(Calc!M$4:M$22181=ID_O,Prof_Ar*OtherFuel_Whl_Ar)))*GJ_MWh*Heat_load/COP_Other/Num_hrs*Hrs_in_yr/1000","v":2703.7780602580046},{"$f":"SUM(IF(ISNUMBER(Prof_Ar),IF(Calc!N$4:N$22181=ID_O,Prof_Ar*OtherFuel_Whl_Ar)))*GJ_MWh*Heat_load/COP_Other/Num_hrs*Hrs_in_yr/1000","v":2850.9875048086337},{"$f":"SUM(IF(ISNUMBER(Prof_Ar),IF(Calc!O$4:O$22181=ID_O,Prof_Ar*OtherFuel_Whl_Ar)))*GJ_MWh*Heat_load/COP_Other/Num_hrs*Hrs_in_yr/1000","v":2914.3651410129742}]
[null,"Total",{"$f":"SUM(C11:C12)","v":6130.3680568453337},{"$f":"SUM(D11:D12)","v":5598.085429816645},{"$f":"SUM(E11:E12)","v":3144.0267674583465},{"$f":"SUM(F11:F12)","v":3278.0521057154151},{"$f":"SUM(G11:G12)","v":3348.5042213325346}]
[]
["Elec network","Variable",0,{"$f":"SUM(IF(ISNUMBER(Prof_Ar),Prof_Ar*Elec_Nwk_Ar))*Heat_load/COP_Elec/Num_hrs*Hrs_in_yr/1000","v":857.65527671732025},{"$f":"SUM(IF(ISNUMBER(Prof_Ar),IF(Calc!M$4:M$22181=ID_E,Prof_Ar*Elec_Nwk_Ar)))*Heat_load/COP_Elec/Num_hrs*Hrs_in_yr/1000","v":201.19672116744707},{"$f":"SUM(IF(ISNUMBER(Prof_Ar),IF(Calc!N$4:N$22181=ID_E,Prof_Ar*Elec_Nwk_Ar)))*Heat_load/COP_Elec/Num_hrs*Hrs_in_yr/1000","v":165.45528929718509},{"$f":"SUM(IF(ISNUMBER(Prof_Ar),IF(Calc!O$4:O$22181=ID_E,Prof_Ar*Elec_Nwk_Ar)))*Heat_load/COP_Elec/Num_hrs*Hrs_in_yr/1000","v":150.06763890962435}]
[null,"Fixed",0,{"$f":"Nwk_Elec_Fix/1000","v":13.8},{"$f":"Nwk_Elec_Fix/1000","v":13.8},{"$f":"Nwk_Elec_Fix/1000","v":13.8},{"$f":"Nwk_Elec_Fix/1000","v":13.8}]
[null,"Capacity",0,{"$f":"Nwk_Elec_Cap*Elec_Cap/1000","v":0.40142424242424246},{"$f":"Nwk_Elec_Cap*Elec_Cap/1000","v":0.40142424242424246},{"$f":"Nwk_Elec_Cap*Elec_Cap/1000","v":0.40142424242424246},{"$f":"Nwk_Elec_Cap*Elec_Cap/1000","v":0.40142424242424246}]
[null,"AMD",0,{"$f":"Nwk_Elec_AMD*Elec_AMD/1000","v":0},{"$f":"Nwk_Elec_AMD*Elec_AMD/1000","v":0},{"$f":"Nwk_Elec_AMD*Elec_AMD/1000","v":0},{"$f":"Nwk_Elec_AMD*Elec_AMD/1000","v":0}]
[null,"CPD",0,{"$f":"SUM(Nwk_Elec_CPD_Sum*Elec_CPD_Sum,Nwk_Elec_CPD_Win*Elec_CPD_Win)/1000","v":0.47892356015447052},{"$f":"SUM(Nwk_Elec_CPD_Sum*Elec_CPD_Sum,Nwk_Elec_CPD_Win*Elec_CPD_Win)/1000","v":0.47892356015447052},{"$f":"SUM(Nwk_Elec_CPD_Sum*Elec_CPD_Sum,Nwk_Elec_CPD_Win*Elec_CPD_Win)/1000","v":0.47892356015447052},{"$f":"SUM(Nwk_Elec_CPD_Sum*Elec_CPD_Sum,Nwk_Elec_CPD_Win*Elec_CPD_Win)/1000","v":0.47892356015447052}]
[null,"Total",{"$f":"SUM(C15:C19)","v":0},{"$f":"SUM(D15:D19)","v":872.33562451989894},{"$f":"SUM(E15:E19)","v":215.87706897002579},{"$f":"SUM(F15:F19)","v":180.13563709976381},{"$f":"SUM(G15:G19)","v":164.74798671220307}]
[]
[{"$f":"Other_fuel&\" network\"","v":"Gas network"},"Variable",{"$f":"IF(Other_fuel=\"Gas\",SUM(IF(ISNUMBER(Prof_Ar),Prof_Ar*OtherFuel_Nwk_Ar))*GJ_MWh*Heat_load/COP_Other/Num_hrs*Hrs_in_yr/1000,\"na\")","v":457.27508696791278},0,{"$f":"IF(Other_fuel=\"Gas\",SUM(IF(ISNUMBER(Prof_Ar),IF(Calc!M$4:M$22181=ID_O,Prof_Ar*OtherFuel_Nwk_Ar)))*GJ_MWh*Heat_load/COP_Other/Num_hrs*Hrs_in_yr/1000,\"na\")","v":350.00326031792099},{"$f":"IF(Other_fuel=\"Gas\",SUM(IF(ISNUMBER(Prof_Ar),IF(Calc!N$4:N$22181=ID_O,Prof_Ar*OtherFuel_Nwk_Ar)))*GJ_MWh*Heat_load/COP_Other/Num_hrs*Hrs_in_yr/1000,\"na\")","v":369.05947883660258},{"$f":"IF(Other_fuel=\"Gas\",SUM(IF(ISNUMBER(Prof_Ar),IF(Calc!O$4:O$22181=ID_O,Prof_Ar*OtherFuel_Nwk_Ar)))*GJ_MWh*Heat_load/COP_Other/Num_hrs*Hrs_in_yr/1000,\"na\")","v":377.26369486629216}]
[null,"Capacity",{"$f":"IF(Other_fuel=\"Gas\",Nwk_Gas_Cap*Gas_Cap/1000,\"na\")","v":88.515555555555565},0,{"$f":"IF(Other_fuel=\"Gas\",Nwk_Gas_Cap*Gas_Cap/1000,\"na\")","v":88.515555555555565},{"$f":"IF(Other_fuel=\"Gas\",Nwk_Gas_Cap*Gas_Cap/1000,\"na\")","v":88.515555555555565},{"$f":"IF(Other_fuel=\"Gas\",Nwk_Gas_Cap*Gas_Cap/1000,\"na\")","v":88.515555555555565}]
[null,"Fixed",{"$f":"IF(Other_fuel=\"Gas\",Nwk_Gas_Fix*Days_in_yr/1000,\"na\")","v":0},0,{"$f":"IF(Other_fuel=\"Gas\",Nwk_Gas_Fix*Days_in_yr/1000,\"na\")","v":0},{"$f":"IF(Other_fuel=\"Gas\",Nwk_Gas_Fix*Days_in_yr/1000,\"na\")","v":0},{"$f":"IF(Other_fuel=\"Gas\",Nwk_Gas_Fix*Days_in_yr/1000,\"na\")","v":0}]
[null,"Total",{"$f":"SUM(C22:C24)","v":545.79064252346836},{"$f":"SUM(D22:D24)","v":0},{"$f":"SUM(E22:E24)","v":438.51881587347657},{"$f":"SUM(F22:F24)","v":457.57503439215816},{"$f":"SUM(G22:G24)","v":465.77925042184773}]
[]
["Wholesale + Nwk",null,{"$f":"SUM(C$13,C$20,C$25)","v":6676.1586993688024},{"$f":"SUM(D$13,D$20,D$25)","v":6470.4210543365443},{"$f":"SUM(E$13,E$20,E$25)","v":3798.4226523018488},{"$f":"SUM(F$13,F$20,F$25)","v":3915.762777207337},{"$f":"SUM(G$13,G$20,G$25)","v":3979.0314584665853}]
[]
[]
["Average variable/variablised prices - for cross-checking purposes"]
["Wholesale (incl. carbon)"]
["Elec ($/MWh)",null,{"$f":"IF(C4>0,C11*1000/(Heat_load/COP_Elec*Hrs_in_yr*C4),\".\")","v":"."},{"$f":"IF(D4>0,D11*1000/(Heat_load/COP_Elec*Hrs_in_yr*D4),\".\")","v":101.50717923236031},{"$f":"IF(E4>0,E11*1000/(Heat_load/COP_Elec*Hrs_in_yr*E4),\".\")","v":34.028843700846615},{"$f":"IF(F4>0,F11*1000/(Heat_load/COP_Elec*Hrs_in_yr*F4),\".\")","v":40.140513215240723},{"$f":"IF(G4>0,G11*1000/(Heat_load/COP_Elec*Hrs_in_yr*G4),\".\")","v":44.989569129214786}]
[{"$f":"Other_fuel&\" ($/GJ)\"","v":"Gas ($/GJ)"},null,{"$f":"IF(C12>0,C12*1000/(GJ_MWh*Heat_load/COP_Other*Hrs_in_yr*C5),\".\")","v":23.392000000000003},{"$f":"IF(D12>0,D12*1000/(GJ_MWh*Heat_load/COP_Other*Hrs_in_yr*D5),\".\")","v":"."},{"$f":"IF(E12>0,E12*1000/(GJ_MWh*Heat_load/COP_Other*Hrs_in_yr*E5),\".\")","v":13.478988304090572},{"$f":"IF(F12>0,F12*1000/(GJ_MWh*Heat_load/COP_Other*Hrs_in_yr*F5),\".\")","v":13.47898830409054},{"$f":"IF(G12>0,G12*1000/(GJ_MWh*Heat_load/COP_Other*Hrs_in_yr*G5),\".\")","v":13.478988304091231}]
[]
["Network"]
["Electricity ($/MWh)",{"$f":"B15","v":"Variable"},".",{"$f":"D15*1000/(Heat_load/COP_Elec*Hrs_in_yr*D$4)","v":15.551418245536857},15.551418245537921,15.551418245538029,15.551418245537738]
[null,"Fixed",".",0.25022824159588669,1.0666653539041191,1.2970849871287615,1.4300856157113642]
[null,"Capacity",".",7.2788175591144283E-3,3.1027922580517932E-2,3.7730533211450819E-2,4.1599350354256569E-2]
[null,"AMD",".",0,0,0,0]
[null,"CPD",".",8.6840724866880433E-3,3.7018200636607893E-2,4.5014823178161016E-2,4.9630557565375689E-2]
[null,"Total",".",15.817609377178545,16.686129722659164,16.931248589056406,17.072733769168739]
[]
[{"$f":"Other_fuel &\" ($/GJ)\"","v":"Gas ($/GJ)"},{"$f":"B22","v":"Variable"},{"$f":"IF(Other_fuel=\"Gas\",IF(C22>0,C22*1000/(GJ_MWh*Heat_load/COP_Other*Hrs_in_yr*C$5),\".\"),\"na\")","v":1.7448509999998012},".",1.7448509999998465,1.7448509999998134,1.7448509999997828]
[null,{"$f":"B23","v":"Capacity"},0.33775392543413735,".",0.44127147697528196,0.41848662474004572,0.40938594868341505]
[null,"Fixed",".",".",".",".","."]
[null,"Total",2.0826049254339387,".",2.1861224769751284,2.1633376247398592,2.1542369486831978]
[]
[]
["Financial evaluation"]
["Fuel costs present value ($m)",null,{"$f":"-PV(Disc_rate,Yrs,C$27/1000)","v":49.137109196413938},{"$f":"-PV(Disc_rate,Yrs,D$27/1000)","v":47.622862219223464},{"$f":"-PV(Disc_rate,Yrs,E$27/1000)","v":27.956721379007128},{"$f":"-PV(Disc_rate,Yrs,F$27/1000)","v":28.820354912935393},{"$f":"-PV(Disc_rate,Yrs,G$27/1000)","v":29.286017914631671}]
[]
["Electro heating capex ($m)",null,"na",{"$f":"Electro_capex","v":1},{"$f":"Electro_capex","v":1},{"$f":"Electro_capex","v":1},{"$f":"Electro_capex","v":1}]
["Electro heating non-fuel opex ($m/yr)",null,"na",{"$f":"Electro_Opex","v":0.05},{"$f":"Electro_Opex","v":0.05},{"$f":"Electro_Opex","v":0.05},{"$f":"Electro_Opex","v":0.05}]
["Non-fuel opex present-value ($m)",null,"na",{"$f":"-PV(Disc_rate,Yrs,D53)","v":0.36800435257073516},{"$f":"-PV(Disc_rate,Yrs,E53)","v":0.36800435257073516},{"$f":"-PV(Disc_rate,Yrs,F53)","v":0.36800435257073516},{"$f":"-PV(Disc_rate,Yrs,G53)","v":0.36800435257073516}]
["Electricity nwk upgrade costs ($m)",null,"na",{"$f":"ElecNwk_Upgrade_SingleFuel","v":3},{"$f":"ElecNwk_Upgrade_DualFuel","v":1},{"$f":"ElecNwk_Upgrade_DualFuel","v":1},{"$f":"ElecNwk_Upgrade_DualFuel","v":1}]
[]
[{"$f":"Other_fuel&\" boiler non-fuel opex ($m/yr)\"","v":"Gas boiler non-fuel opex ($m/yr)"},null,{"$f":"Combustion_Opex","v":0.05},"na",{"$f":"Combustion_Opex","v":0.05},{"$f":"Combustion_Opex","v":0.05},{"$f":"Combustion_Opex","v":0.05}]
["Non-fuel opex PV ($m)",null,{"$f":"-PV(Disc_rate,Yrs,C57)","v":0.36800435257073516},"na",{"$f":"-PV(Disc_rate,Yrs,E57)","v":0.36800435257073516},{"$f":"-PV(Disc_rate,Yrs,F57)","v":0.36800435257073516},{"$f":"-PV(Disc_rate,Yrs,G57)","v":0.36800435257073516}]
[]
["Trading function costs ($m/yr)",null,"na","na",{"$f":"Trading_function_costs","v":0.1},{"$f":"Trading_function_costs","v":0.1},{"$f":"Trading_function_costs","v":0.1}]
["Trading costs PV ($m)",null,"na","na",{"$f":"-PV(Disc_rate,Yrs,E60)","v":0.73600870514147032},{"$f":"-PV(Disc_rate,Yrs,F60)","v":0.73600870514147032},{"$f":"-PV(Disc_rate,Yrs,G60)","v":0.73600870514147032}]
[]
["Total PV ($m)",null,{"$f":"SUM(C50,C52,C54:C55,C58,C61)","v":49.505113548984674},51.9908665717942,31.428738789290069,32.292372323218338,32.758035324914616]

{"sheet":"Potential","index":6,"n_rows":48,"n_cols":11,"rows_kept":48,"cut":false,"hidden":false,"merged":[]}
["This tab presents some stand-alone high-level analysis about the theoretical potential for industrial dual-fuel sites to provide long-duration (eg, dry-year) flex to the electricity system"]
[null,null,"Dairy","Meat","OthFood","Wood","Ag."]
["2023 Fuel consumption (PJ)","Gas",13.457893019069227,2.4434282731897548,3.0837423160177422,1.0595926975031784,1.0461100998532]
[null,"Coal",11.604211861174873,1.4798619925981593,0.5423419289106457,0.12734366004197512,1.61240912497535]
["COP","Gas",0.9,{"$f":"$C5","v":0.9},0.9,0.9,0.9]
[null,"Coal",0.75,0.75,0.75,0.75,0.75]
["Useful heat (PJ)","Gas",{"$f":"C3*C5","v":12.112103717162304},{"$f":"D3*D5","v":2.1990854458707791},2.7753680844159678,0.95363342775286064,0.94149908986788]
[null,"Coal",{"$f":"C4*C6","v":8.7031588958811543},{"$f":"D4*D6","v":1.1098964944486194},0.40675644668298427,9.5507745031481336E-2,1.2093068437315124]
[]
["Prop'n switching to biomass","Gas",0.05,0.05,0.05,0.05,0.5]
[null,"Coal",0.5,0.5,0.5,0.5,0.5]
[]
["For electric","Prop'n of useful heat from heat pump",0.2,0.5,0.5,0.05,1]
[0.98,"HP COP",2.2000000000000002,2.5,2.5,2.2000000000000002,3]
[null,"Avg COP",{"$f":"C$13*C$14+(1-C$13)*$A$14","v":1.2240000000000002},{"$f":"D$13*D$14+(1-D$13)*$A$14","v":1.74},1.74,1.0409999999999999,3]
[]
[null,"Demand red'n from efficiency",0.05,0.05,0.05,0.05,0.05]
[null,"Electric COP for electrification",8,8,8,8,8]
[]
[null,"Resultant electricity demand that's potentially flexible (TWh)"]
[null,"Gas",{"$f":"SUM(C7*(1-C10)*(1-C$17)/C$15,C3*(1-C10)*C$17/C$18)/GJ_MWh","v":2.5029454525814869},0.32086818059479078,0.40495348163917133,0.23140234944649382,4.2316606469756178E-2]
[null,"Coal",0.94825403638174954,8.5448209522325444E-2,3.1315181419678983E-2,1.2215936528452258E-2,5.4586767251769648E-2]
[]
[]
[null,"Within-year profile","Dairy","Flat","Flat","Flat","Flat"]
[null,"Average CF",{"$f":"AVERAGE(INDEX(Prof_WY_Ar,_xlfn.XMATCH(C$25,Prof_Nm_WY_Ar),1):INDEX(Prof_WY_Ar,_xlfn.XMATCH(C$25,Prof_Nm_WY_Ar),12))","v":0.62565146795712812},{"$f":"AVERAGE(INDEX(Prof_WY_Ar,_xlfn.XMATCH(D$25,Prof_Nm_WY_Ar),1):INDEX(Prof_WY_Ar,_xlfn.XMATCH(D$25,Prof_Nm_WY_Ar),12))","v":1},{"$f":"AVERAGE(INDEX(Prof_WY_Ar,_xlfn.XMATCH(E$25,Prof_Nm_WY_Ar),1):INDEX(Prof_WY_Ar,_xlfn.XMATCH(E$25,Prof_Nm_WY_Ar),12))","v":1},{"$f":"AVERAGE(INDEX(Prof_WY_Ar,_xlfn.XMATCH(F$25,Prof_Nm_WY_Ar),1):INDEX(Prof_WY_Ar,_xlfn.XMATCH(F$25,Prof_Nm_WY_Ar),12))","v":1},{"$f":"AVERAGE(INDEX(Prof_WY_Ar,_xlfn.XMATCH(G$25,Prof_Nm_WY_Ar),1):INDEX(Prof_WY_Ar,_xlfn.XMATCH(G$25,Prof_Nm_WY_Ar),12))","v":1}]
["Month",7,{"$f":"INDEX(Prof_WY_Ar,_xlfn.XMATCH(C$25,Prof_Nm_WY_Ar),$B27)","v":0.26631019628690211},{"$f":"INDEX(Prof_WY_Ar,_xlfn.XMATCH(D$25,Prof_Nm_WY_Ar),$B27)","v":1},{"$f":"INDEX(Prof_WY_Ar,_xlfn.XMATCH(E$25,Prof_Nm_WY_Ar),$B27)","v":1},{"$f":"INDEX(Prof_WY_Ar,_xlfn.XMATCH(F$25,Prof_Nm_WY_Ar),$B27)","v":1},{"$f":"INDEX(Prof_WY_Ar,_xlfn.XMATCH(G$25,Prof_Nm_WY_Ar),$B27)","v":1}]
[null,8,{"$f":"INDEX(Prof_WY_Ar,_xlfn.XMATCH(C$25,Prof_Nm_WY_Ar),$B28)","v":0.69904249160949716},{"$f":"INDEX(Prof_WY_Ar,_xlfn.XMATCH(D$25,Prof_Nm_WY_Ar),$B28)","v":1},{"$f":"INDEX(Prof_WY_Ar,_xlfn.XMATCH(E$25,Prof_Nm_WY_Ar),$B28)","v":1},{"$f":"INDEX(Prof_WY_Ar,_xlfn.XMATCH(F$25,Prof_Nm_WY_Ar),$B28)","v":1},{"$f":"INDEX(Prof_WY_Ar,_xlfn.XMATCH(G$25,Prof_Nm_WY_Ar),$B28)","v":1}]
[null,"Avg",{"$f":"AVERAGE(C27:C28)","v":0.48267634394819964},{"$f":"AVERAGE(D27:D28)","v":1},1,1,1]
[]
["Avg MW potentially deliverable","Gas",{"$f":"C21*1000000/Days_in_yr*C$29/C$26/Hrs_in_dy","v":220.28521826668194},36.60471888287961,46.197190162538249,26.398435440451692,4.8274885999338535]
[null,"Coal",83.456212424116046,9.747952205208156,3.5724433956301542,1.3935969646045816,6.227271480370173]
[]
["Efficiency advantage relative to powergeneration"]
[null,null,"Power generator",null,"Competing industrial boiler"]
[null,null,"Heat rate (GJ/MWh)","Efficiency",null,"Efficiency","Difference in heat rate (GJ/MWh)","Fuel price, ex-carbon ($/GJ)","Carbon price ($/tCO2)","Emissions intensity (tCO2/GJ)","Value ($/MWh)"]
[null,"CCGT",7.2,{"$f":"GJ_MWh/C37","v":0.5},"Gas",{"$f":"_xlfn.XLOOKUP(E37,$B$5:$B$6,$C$5:$C$6)","v":0.9},{"$f":"GJ_MWh/(F37-D37)","v":9},13,100,{"$f":"CO2_Gas","v":5.2999999999999999E-2},{"$f":"G37*SUM(H37,I37*J37)","v":164.70000000000002}]
[null,"OCGT",10,{"$f":"GJ_MWh/C38","v":0.36},"Gas",0.9,{"$f":"GJ_MWh/(F38-D38)","v":6.6666666666666661},15,{"$f":"I37","v":100},{"$f":"CO2_Gas","v":5.2999999999999999E-2},{"$f":"G38*SUM(H38,I38*J38)","v":135.33333333333331}]
[null,"Rankine",10.5,{"$f":"GJ_MWh/C39","v":0.34285714285714286},"Coal",0.75,{"$f":"GJ_MWh/(F39-D39)","v":8.8421052631578956},11,100,{"$f":"CO2_Coal","v":8.9099999999999999E-2},176.04631578947371]
[]
[null,null,"Coal","Gas"]
[null,"Boiler capex ($/kW_use)",2500,600]
[1.4999999999999999E-2,"Non-fuel opex ($/kW_use/yr)",{"$f":"C$42*$A43","v":37.5},9]
[{"$f":"1/40","v":2.5000000000000001E-2},"SIB capex ($/kW_use/yr)",62.5,15]
[null,"Total fixed costs ($/kW_use/yr)",{"$f":"SUM(C43:C44)","v":100},{"$f":"SUM(D43:D44)","v":24}]
[]
[]
[0.15,"Capacity factor of operation",{"$f":"C$45*1000/(Hrs_in_yr*$A48)","v":76.053492984825809},{"$f":"D$45*1000/(Hrs_in_yr*$A48)","v":18.252838316358194}]

{"sheet":"Bk","index":7,"n_rows":3,"n_cols":2,"rows_kept":3,"cut":false,"hidden":true,"merged":[]}
["Dual_Fuel_Econ_06"]
[]
["Flexible fuel price for iteration",10.086988304093566]